{"text_format":"3","workbook":"xls","n_sheets":233,"sheets":["B.1 工程项目招标控制价封面(封-2)","C.2 工程项目招标控制价扉页(扉-2)","E.1 建设项目招标控制价汇总表(表-02)","E.2 单项工程招标控制价汇总表(表-03)【综合教学楼】","E.2 单项工程招标控制价汇总表(表-03)【文化体验中心】","E.2 单项工程招标控制价汇总表(表-03)【室外工程】","E.2 单项工程招标控制价汇总表(表-03)【综合实训楼1-~","E.2 单项工程招标控制价汇总表(表-03)【综合实训楼1~1","E.2 单项工程招标控制价汇总表(表-03)【综合实训楼1~2","E.2 单项工程招标控制价汇总表(表-03)【学生宿舍6-1~","E.2 单项工程招标控制价汇总表(表-03)【学生宿舍6-2~","E.2 单项工程招标控制价汇总表(表-03)【学生宿舍6-3~","E.2 单项工程招标控制价汇总表(表-03)【学生宿舍6-4~","E.2 单项工程招标控制价汇总表(表-03)【学生宿舍6-5~","E.2 单项工程招标控制价汇总表(表-03)【学生宿舍6-6~","E.2 单项工程招标控制价汇总表(表-03)【教师周转房 9~","E.2 单项工程招标控制价汇总表(表-03)【教师周转房 ~1","E.2 单项工程招标控制价汇总表(表-03)【教师周转房 ~2","E.3 单位工程招标控制价汇总表(表-04)【综合教学楼‖综~","F.1.1 分部分项工程和单价措施项目清单与计价表(表-08~","F.4 总价措施项目清单计价表(表-11)【综合教学楼‖综合~","H 规费、税金项目清单计价表(表-13)【综合教学楼‖综合教~","L.2 承包人提供主要材料和工程设备一览表(表-21)【综合~","E.3 单位工程招标控制价汇总表(表-04)【综合教学楼‖~1","F.1.1 分部分项工程和单价措施项目清单与计价表(表-0~1","F.4 总价措施项目清单计价表(表-11)【综合教学楼‖综~1","H 规费、税金项目清单计价表(表-13)【综合教学楼‖综合~1","L.2 承包人提供主要材料和工程设备一览表(表-21)【综~1","E.3 单位工程招标控制价汇总表(表-04)【综合教学楼‖~2","F.1.1 分部分项工程和单价措施项目清单与计价表(表-0~2","F.4 总价措施项目清单计价表(表-11)【综合教学楼‖综~2","H 规费、税金项目清单计价表(表-13)【综合教学楼‖综合~2","L.2 承包人提供主要材料和工程设备一览表(表-21)【综~2","E.3 单位工程招标控制价汇总表(表-04)【文化体验中心‖~","F.1.1 分部分项工程和单价措施项目清单与计价表(表-0~3","F.4 总价措施项目清单计价表(表-11)【文化体验中心‖文~","H 规费、税金项目清单计价表(表-13)【文化体验中心‖文化~","L.2 承包人提供主要材料和工程设备一览表(表-21)【文化~","E.3 单位工程招标控制价汇总表(表-04)【文化体验中心~1","F.1.1 分部分项工程和单价措施项目清单与计价表(表-0~4","F.4 总价措施项目清单计价表(表-11)【文化体验中心‖~1","H 规费、税金项目清单计价表(表-13)【文化体验中心‖文~1","L.2 承包人提供主要材料和工程设备一览表(表-21)【文~1","E.3 单位工程招标控制价汇总表(表-04)【文化体验中心~2","F.1.1 分部分项工程和单价措施项目清单与计价表(表-0~5","F.4 总价措施项目清单计价表(表-11)【文化体验中心‖~2","H 规费、税金项目清单计价表(表-13)【文化体验中心‖文~2","L.2 承包人提供主要材料和工程设备一览表(表-21)【文~2","E.3 单位工程招标控制价汇总表(表-04)【室外工程‖室外~","F.1.1 分部分项工程和单价措施项目清单与计价表(表-0~6","F.4 总价措施项目清单计价表(表-11)【室外工程‖室外总~","H 规费、税金项目清单计价表(表-13)【室外工程‖室外总平~","L.2 承包人提供主要材料和工程设备一览表(表-21)【室外~","E.3 单位工程招标控制价汇总表(表-04)【综合实训楼1-~","F.1.1 分部分项工程和单价措施项目清单与计价表(表-0~7","F.4 总价措施项目清单计价表(表-11)【综合实训楼1-2~","H 规费、税金项目清单计价表(表-13)【综合实训楼1-2#~","L.2 承包人提供主要材料和工程设备一览表(表-21)【综~3","E.3 单位工程招标控制价汇总表(表-04)【综合实训楼1~1","F.1.1 分部分项工程和单价措施项目清单与计价表(表-0~8","F.4 总价措施项目清单计价表(表-11)【综合实训楼1-~1","H 规费、税金项目清单计价表(表-13)【综合实训楼1-2~1","L.2 承包人提供主要材料和工程设备一览表(表-21)【综~4","E.3 单位工程招标控制价汇总表(表-04)【综合实训楼1~2","F.1.1 分部分项工程和单价措施项目清单与计价表(表-0~9","F.4 总价措施项目清单计价表(表-11)【综合实训楼1-~2","H 规费、税金项目清单计价表(表-13)【综合实训楼1-2~2","L.2 承包人提供主要材料和工程设备一览表(表-21)【综~5","E.3 单位工程招标控制价汇总表(表-04)【综合实训楼1~3","F.1.1 分部分项工程和单价措施项目清单与计价表(表-~10","F.4 总价措施项目清单计价表(表-11)【综合实训楼1-3~","H 规费、税金项目清单计价表(表-13)【综合实训楼1-3#~","L.2 承包人提供主要材料和工程设备一览表(表-21)【综~6","E.3 单位工程招标控制价汇总表(表-04)【综合实训楼1~4","F.1.1 分部分项工程和单价措施项目清单与计价表(表-~11","F.4 总价措施项目清单计价表(表-11)【综合实训楼1-~3","H 规费、税金项目清单计价表(表-13)【综合实训楼1-3~1","L.2 承包人提供主要材料和工程设备一览表(表-21)【综~7","E.3 单位工程招标控制价汇总表(表-04)【综合实训楼1~5","F.1.1 分部分项工程和单价措施项目清单与计价表(表-~12","F.4 总价措施项目清单计价表(表-11)【综合实训楼1-~4","H 规费、税金项目清单计价表(表-13)【综合实训楼1-3~2","L.2 承包人提供主要材料和工程设备一览表(表-21)【综~8","E.3 单位工程招标控制价汇总表(表-04)【综合实训楼1~6","F.1.1 分部分项工程和单价措施项目清单与计价表(表-~13","F.4 总价措施项目清单计价表(表-11)【综合实训楼1-4~","H 规费、税金项目清单计价表(表-13)【综合实训楼1-4#~","L.2 承包人提供主要材料和工程设备一览表(表-21)【综~9","E.3 单位工程招标控制价汇总表(表-04)【综合实训楼1~7","F.1.1 分部分项工程和单价措施项目清单与计价表(表-~14","F.4 总价措施项目清单计价表(表-11)【综合实训楼1-~5","H 规费、税金项目清单计价表(表-13)【综合实训楼1-4~1","L.2 承包人提供主要材料和工程设备一览表(表-21)【~10","E.3 单位工程招标控制价汇总表(表-04)【综合实训楼1~8","F.1.1 分部分项工程和单价措施项目清单与计价表(表-~15","F.4 总价措施项目清单计价表(表-11)【综合实训楼1-~6","H 规费、税金项目清单计价表(表-13)【综合实训楼1-4~2","L.2 承包人提供主要材料和工程设备一览表(表-21)【~11","E.3 单位工程招标控制价汇总表(表-04)【学生宿舍6-1~","F.1.1 分部分项工程和单价措施项目清单与计价表(表-~16","F.4 总价措施项目清单计价表(表-11)【学生宿舍6-1#~","H 规费、税金项目清单计价表(表-13)【学生宿舍6-1#‖~","L.2 承包人提供主要材料和工程设备一览表(表-21)【学生~","E.3 单位工程招标控制价汇总表(表-04)【学生宿舍6-~1","F.1.1 分部分项工程和单价措施项目清单与计价表(表-~17","F.4 总价措施项目清单计价表(表-11)【学生宿舍6-1~1","H 规费、税金项目清单计价表(表-13)【学生宿舍6-1#~1","L.2 承包人提供主要材料和工程设备一览表(表-21)【学~1","E.3 单位工程招标控制价汇总表(表-04)【学生宿舍6-~2","F.1.1 分部分项工程和单价措施项目清单与计价表(表-~18","F.4 总价措施项目清单计价表(表-11)【学生宿舍6-1~2","H 规费、税金项目清单计价表(表-13)【学生宿舍6-1#~2","L.2 承包人提供主要材料和工程设备一览表(表-21)【学~2","E.3 单位工程招标控制价汇总表(表-04)【学生宿舍6-2~","F.1.1 分部分项工程和单价措施项目清单与计价表(表-~19","F.4 总价措施项目清单计价表(表-11)【学生宿舍6-2#~","H 规费、税金项目清单计价表(表-13)【学生宿舍6-2#‖~","L.2 承包人提供主要材料和工程设备一览表(表-21)【学~3","E.3 单位工程招标控制价汇总表(表-04)【学生宿舍6-~3","F.1.1 分部分项工程和单价措施项目清单与计价表(表-~20","F.4 总价措施项目清单计价表(表-11)【学生宿舍6-2~1","H 规费、税金项目清单计价表(表-13)【学生宿舍6-2#~1","L.2 承包人提供主要材料和工程设备一览表(表-21)【学~4","E.3 单位工程招标控制价汇总表(表-04)【学生宿舍6-~4","F.1.1 分部分项工程和单价措施项目清单与计价表(表-~21","F.4 总价措施项目清单计价表(表-11)【学生宿舍6-2~2","H 规费、税金项目清单计价表(表-13)【学生宿舍6-2#~2","L.2 承包人提供主要材料和工程设备一览表(表-21)【学~5","E.3 单位工程招标控制价汇总表(表-04)【学生宿舍6-3~","F.1.1 分部分项工程和单价措施项目清单与计价表(表-~22","F.4 总价措施项目清单计价表(表-11)【学生宿舍6-3#~","H 规费、税金项目清单计价表(表-13)【学生宿舍6-3#‖~","L.2 承包人提供主要材料和工程设备一览表(表-21)【学~6","E.3 单位工程招标控制价汇总表(表-04)【学生宿舍6-~5","F.1.1 分部分项工程和单价措施项目清单与计价表(表-~23","F.4 总价措施项目清单计价表(表-11)【学生宿舍6-3~1","H 规费、税金项目清单计价表(表-13)【学生宿舍6-3#~1","L.2 承包人提供主要材料和工程设备一览表(表-21)【学~7","E.3 单位工程招标控制价汇总表(表-04)【学生宿舍6-~6","F.1.1 分部分项工程和单价措施项目清单与计价表(表-~24","F.4 总价措施项目清单计价表(表-11)【学生宿舍6-3~2","H 规费、税金项目清单计价表(表-13)【学生宿舍6-3#~2","L.2 承包人提供主要材料和工程设备一览表(表-21)【学~8","E.3 单位工程招标控制价汇总表(表-04)【学生宿舍6-4~","F.1.1 分部分项工程和单价措施项目清单与计价表(表-~25","F.4 总价措施项目清单计价表(表-11)【学生宿舍6-4#~","H 规费、税金项目清单计价表(表-13)【学生宿舍6-4#‖~","L.2 承包人提供主要材料和工程设备一览表(表-21)【学~9","E.3 单位工程招标控制价汇总表(表-04)【学生宿舍6-~7","F.1.1 分部分项工程和单价措施项目清单与计价表(表-~26","F.4 总价措施项目清单计价表(表-11)【学生宿舍6-4~1","H 规费、税金项目清单计价表(表-13)【学生宿舍6-4#~1","L.2 承包人提供主要材料和工程设备一览表(表-21)【~12","E.3 单位工程招标控制价汇总表(表-04)【学生宿舍6-~8","F.1.1 分部分项工程和单价措施项目清单与计价表(表-~27","F.4 总价措施项目清单计价表(表-11)【学生宿舍6-4~2","H 规费、税金项目清单计价表(表-13)【学生宿舍6-4#~2","L.2 承包人提供主要材料和工程设备一览表(表-21)【~13","E.3 单位工程招标控制价汇总表(表-04)【学生宿舍6-5~","F.1.1 分部分项工程和单价措施项目清单与计价表(表-~28","F.4 总价措施项目清单计价表(表-11)【学生宿舍6-5#~","H 规费、税金项目清单计价表(表-13)【学生宿舍6-5#‖~","L.2 承包人提供主要材料和工程设备一览表(表-21)【~14","E.3 单位工程招标控制价汇总表(表-04)【学生宿舍6-~9","F.1.1 分部分项工程和单价措施项目清单与计价表(表-~29","F.4 总价措施项目清单计价表(表-11)【学生宿舍6-5~1","H 规费、税金项目清单计价表(表-13)【学生宿舍6-5#~1","L.2 承包人提供主要材料和工程设备一览表(表-21)【~15","E.3 单位工程招标控制价汇总表(表-04)【学生宿舍6~10","F.1.1 分部分项工程和单价措施项目清单与计价表(表-~30","F.4 总价措施项目清单计价表(表-11)【学生宿舍6-5~2","H 规费、税金项目清单计价表(表-13)【学生宿舍6-5#~2","L.2 承包人提供主要材料和工程设备一览表(表-21)【~16","E.3 单位工程招标控制价汇总表(表-04)【学生宿舍6-6~","F.1.1 分部分项工程和单价措施项目清单与计价表(表-~31","F.4 总价措施项目清单计价表(表-11)【学生宿舍6-6#~","H 规费、税金项目清单计价表(表-13)【学生宿舍6-6#‖~","L.2 承包人提供主要材料和工程设备一览表(表-21)【~17","E.3 单位工程招标控制价汇总表(表-04)【学生宿舍6~11","F.1.1 分部分项工程和单价措施项目清单与计价表(表-~32","F.4 总价措施项目清单计价表(表-11)【学生宿舍6-6~1","H 规费、税金项目清单计价表(表-13)【学生宿舍6-6#~1","L.2 承包人提供主要材料和工程设备一览表(表-21)【~18","E.3 单位工程招标控制价汇总表(表-04)【学生宿舍6~12","F.1.1 分部分项工程和单价措施项目清单与计价表(表-~33","F.4 总价措施项目清单计价表(表-11)【学生宿舍6-6~2","H 规费、税金项目清单计价表(表-13)【学生宿舍6-6#~2","L.2 承包人提供主要材料和工程设备一览表(表-21)【~19","E.3 单位工程招标控制价汇总表(表-04)【教师周转房 9~","F.1.1 分部分项工程和单价措施项目清单与计价表(表-~34","F.4 总价措施项目清单计价表(表-11)【教师周转房 9#~","H 规费、税金项目清单计价表(表-13)【教师周转房 9#-~","L.2 承包人提供主要材料和工程设备一览表(表-21)【教师~","E.3 单位工程招标控制价汇总表(表-04)【教师周转房 ~1","F.1.1 分部分项工程和单价措施项目清单与计价表(表-~35","F.4 总价措施项目清单计价表(表-11)【教师周转房 9~1","H 规费、税金项目清单计价表(表-13)【教师周转房 9#~1","L.2 承包人提供主要材料和工程设备一览表(表-21)【教~1","E.3 单位工程招标控制价汇总表(表-04)【教师周转房 ~2","F.1.1 分部分项工程和单价措施项目清单与计价表(表-~36","F.4 总价措施项目清单计价表(表-11)【教师周转房 9~2","H 规费、税金项目清单计价表(表-13)【教师周转房 9#~2","L.2 承包人提供主要材料和工程设备一览表(表-21)【教~2","E.3 单位工程招标控制价汇总表(表-04)【教师周转房 ~3","F.1.1 分部分项工程和单价措施项目清单与计价表(表-~37","F.4 总价措施项目清单计价表(表-11)【教师周转房 9~3","H 规费、税金项目清单计价表(表-13)【教师周转房 9#~3","L.2 承包人提供主要材料和工程设备一览表(表-21)【教~3","E.3 单位工程招标控制价汇总表(表-04)【教师周转房 ~4","F.1.1 分部分项工程和单价措施项目清单与计价表(表-~38","F.4 总价措施项目清单计价表(表-11)【教师周转房 9~4","H 规费、税金项目清单计价表(表-13)【教师周转房 9#~4","L.2 承包人提供主要材料和工程设备一览表(表-21)【教~4","E.3 单位工程招标控制价汇总表(表-04)【教师周转房 ~5","F.1.1 分部分项工程和单价措施项目清单与计价表(表-~39","F.4 总价措施项目清单计价表(表-11)【教师周转房 9~5","H 规费、税金项目清单计价表(表-13)【教师周转房 9#~5","L.2 承包人提供主要材料和工程设备一览表(表-21)【教~5","E.3 单位工程招标控制价汇总表(表-04)【教师周转房 ~6","F.1.1 分部分项工程和单价措施项目清单与计价表(表-~40","F.4 总价措施项目清单计价表(表-11)【教师周转房 9~6","H 规费、税金项目清单计价表(表-13)【教师周转房 9#~6","L.2 承包人提供主要材料和工程设备一览表(表-21)【教~6","E.3 单位工程招标控制价汇总表(表-04)【教师周转房 ~7","F.1.1 分部分项工程和单价措施项目清单与计价表(表-~41","F.4 总价措施项目清单计价表(表-11)【教师周转房 9~7","H 规费、税金项目清单计价表(表-13)【教师周转房 9#~7","L.2 承包人提供主要材料和工程设备一览表(表-21)【教~7","E.3 单位工程招标控制价汇总表(表-04)【教师周转房 ~8","F.1.1 分部分项工程和单价措施项目清单与计价表(表-~42","F.4 总价措施项目清单计价表(表-11)【教师周转房 9~8","H 规费、税金项目清单计价表(表-13)【教师周转房 9#~8","L.2 承包人提供主要材料和工程设备一览表(表-21)【教~8"],"read":"whole","date_system":"1900","formulas":"cached_only"}

{"sheet":"B.1 工程项目招标控制价封面(封-2)","index":0,"n_rows":8,"n_cols":7,"rows_kept":8,"merged":[[0,1,0,5],[1,0,1,6],[2,0,2,2],[2,4,2,6],[3,0,3,6],[4,0,4,1],[4,2,4,4],[4,5,4,6],[5,0,5,6],[6,0,6,6],[7,0,7,6]],"flags":["formulas_cached_only"]}
["","凉山州科教园区暨医学类教育服务项目","","","","","工程"]
["招标控制价","","","","","",""]
["招  标  人:","",""," ","","",""]
["         （单位盖章）","","","","","",""]
["造价咨询人:",""," ","","","",""]
["          (单位盖章)\r\n","","","","","",""]
[" ","","","","","",""]
["封-2","","","","","",""]

{"sheet":"C.2 工程项目招标控制价扉页(扉-2)","index":1,"n_rows":13,"n_cols":23,"rows_kept":13,"merged":[[0,0,0,4],[0,5,0,19],[0,20,0,22],[1,0,1,22],[2,0,2,5],[2,6,2,21],[3,0,4,5],[3,6,4,20],[3,21,4,22],[5,0,5,2],[5,3,5,6],[5,7,5,13],[5,14,5,17],[5,18,5,22],[6,1,6,7],[6,8,6,14],[6,15,6,22],[7,0,7,1],[7,2,7,8],[7,9,7,12],[7,13,7,16],[7,17,7,22],[8,0,8,2],[8,3,8,8],[8,9,8,15],[8,16,8,22],[9,0,9,1],[9,2,9,7],[9,8,9,11],[9,12,9,16],[9,17,9,22],[10,1,10,9],[10,10,10,15],[10,16,10,22],[11,0,11,3],[11,4,11,10],[11,11,11,18],[11,19,11,22],[12,0,12,22]],"flags":["formulas_cached_only"]}
["","","","","","凉山州科教园区暨医学类教育服务项目","","","","","","","","","","","","","","","工程","",""]
["招 标 控 制 价","","","","","","","","","","","","","","","","","","","","","",""]
["招标控制价(小写):","","","","","","11015011.28元","","","","","","","","","","","","","","","",""]
["(大写):","","","","","","壹仟壹佰零壹万伍仟零壹拾壹元贰角八分","","","","","","","","","","","","","","","",""]
["","","","","","","","","","","","","","","","","","","","","","",""]
["招　标　人:","",""," ","","","","","","","","","","","造价咨询人:","","",""," ","","","",""]
["","(单位盖章)","","","","","","","","","","","","","","(单位资质专用章)","","","","","","",""]
["法定代表人\r\n或其授权人:",""," ","","","","","","","","","","","法定代表人\r\n或其授权人:","","",""," ","","","","",""]
["       ","","","(签字或盖章)","","","","","","","","","","","","","(签字或盖章)","","","","","",""]
["编　制　人:",""," ","","","","","","","","","","复　核　人:","","","",""," ","","","","",""]
["","(造价人员签字盖专用章)","","","","","","","","","","","","","","","(造价工程师签字盖专用章)","","","","","",""]
["编 制 时 间:","","",""," ","","","","","","","复 核 时 间:","","","","","","",""," ","","",""]
["扉-2    ","","","","","","","","","","","","","","","","","","","","","",""]

{"sheet":"E.1 建设项目招标控制价汇总表(表-02)","index":2,"n_rows":20,"n_cols":6,"rows_kept":20,"merged":[[0,0,0,5],[1,1,1,2],[1,3,1,5],[2,0,3,0],[2,1,3,1],[2,2,3,2],[2,3,2,5],[19,0,19,1]],"flags":["formulas_cached_only"]}
["建设项目招标控制价汇总表","","","","",""]
["工程名称：","凉山州科教园区暨医学类教育服务项目","","","",""]
["序号","单项工程名称 ","金额（元）","其中: (元)","",""]
["","","","暂估价","安全文明\r\n  施工费  ","规费"]
[" ","综合教学楼","1553089.55","6950.00","59710.19","34475.19"]
[" ","文化体验中心","561161.39","6950.00","19722.45","11305.24"]
[" ","室外工程","1213794.09","90580.27","33453.61","17391.95"]
[" ","综合实训楼1-2#","1844655.37","6950.00","70500.86","40458.45"]
[" ","综合实训楼1-3#","581333.73","6950.00","19051.67","10955.05"]
[" ","综合实训楼1-4#","473722.94"," ","17140.88","9819.76"]
[" ","学生宿舍6-1#","501342.47"," ","16750.82","9539.02"]
[" ","学生宿舍6-2#","486707.79"," ","16378.63","9324.35"]
[" ","学生宿舍6-3#","482757.03"," ","16171.92","9208.21"]
[" ","学生宿舍6-4#","482694.32"," ","16169.41","9206.72"]
[" ","学生宿舍6-5#","487679.36"," ","16358.74","9313.46"]
[" ","学生宿舍6-6#","496908.95"," ","16670.90","9491.28"]
[" ","教师周转房 9#-1","798257.52"," ","32139.55","18633.83"]
[" ","教师周转房 9#-2","860195.29"," ","33076.44","19113.71"]
[" ","教师周转房 9#-3","190711.48"," ","7983.99","4645.46"]
["合　　计","","11015011.28","118380.27","391280.06","222881.68"]

{"sheet":"E.2 单项工程招标控制价汇总表(表-03)【综合教学楼】","index":3,"n_rows":8,"n_cols":7,"rows_kept":8,"merged":[[0,0,0,6],[1,0,1,1],[1,2,1,3],[1,4,1,6],[2,0,3,0],[2,1,3,2],[2,3,3,3],[2,4,2,6],[4,1,4,2],[5,1,5,2],[6,1,6,2],[7,0,7,2]],"flags":["formulas_cached_only"]}
["单项工程招标控制价汇总表","","","","","",""]
["工程名称：","","凉山州科教园区暨医学类教育服务项目\\综合教学楼","","","",""]
["序号","单位工程名称 ","","金额（元）","其中:(元)","",""]
["","","","","暂估价","安全文明\r\n 施工费 ","规费"]
["1","综合教学楼-空调防排烟","","260487.09"," ","6936.43","3832.92"]
["2","综合教学楼-消防电气","","697966.78","6950.00","33026.75","19471.36"]
["3","综合教学楼-消防水","","594635.68"," ","19747.01","11170.91"]
["合　　计","","","1553089.55","6950.00","59710.19","34475.19"]

{"sheet":"E.2 单项工程招标控制价汇总表(表-03)【文化体验中心】","index":4,"n_rows":8,"n_cols":7,"rows_kept":8,"merged":[[0,0,0,6],[1,0,1,1],[1,2,1,3],[1,4,1,6],[2,0,3,0],[2,1,3,2],[2,3,3,3],[2,4,2,6],[4,1,4,2],[5,1,5,2],[6,1,6,2],[7,0,7,2]],"flags":["formulas_cached_only"]}
["单项工程招标控制价汇总表","","","","","",""]
["工程名称：","","凉山州科教园区暨医学类教育服务项目\\文化体验中心","","","",""]
["序号","单位工程名称 ","","金额（元）","其中:(元)","",""]
["","","","","暂估价","安全文明\r\n 施工费 ","规费"]
["1","文化体验中心-消防电气","","76631.92","6950.00","2971.67","1771.08"]
["2","文化体验中心－消防水","","389909.87"," ","15256.49","8685.31"]
["3","文化体验中心-空调防排烟","","94619.60"," ","1494.29","848.85"]
["合　　计","","","561161.39","6950.00","19722.45","11305.24"]

{"sheet":"E.2 单项工程招标控制价汇总表(表-03)【室外工程】","index":5,"n_rows":6,"n_cols":7,"rows_kept":6,"merged":[[0,0,0,6],[1,0,1,1],[1,2,1,3],[1,4,1,6],[2,0,3,0],[2,1,3,2],[2,3,3,3],[2,4,2,6],[4,1,4,2],[5,0,5,2]],"flags":["formulas_cached_only"]}
["单项工程招标控制价汇总表","","","","","",""]
["工程名称：","","凉山州科教园区暨医学类教育服务项目\\室外工程","","","",""]
["序号","单位工程名称 ","","金额（元）","其中:(元)","",""]
["","","","","暂估价","安全文明\r\n 施工费 ","规费"]
["1","室外总平安装工程-给排水","","1213794.09","90580.27","33453.61","17391.95"]
["合　　计","","","1213794.09","90580.27","33453.61","17391.95"]

{"sheet":"E.2 单项工程招标控制价汇总表(表-03)【综合实训楼1-~","index":6,"n_rows":8,"n_cols":7,"rows_kept":8,"merged":[[0,0,0,6],[1,0,1,1],[1,2,1,3],[1,4,1,6],[2,0,3,0],[2,1,3,2],[2,3,3,3],[2,4,2,6],[4,1,4,2],[5,1,5,2],[6,1,6,2],[7,0,7,2]],"flags":["formulas_cached_only"]}
["单项工程招标控制价汇总表","","","","","",""]
["工程名称：","","凉山州科教园区暨医学类教育服务项目\\综合实训楼1-2#","","","",""]
["序号","单位工程名称 ","","金额（元）","其中:(元)","",""]
["","","","","暂估价","安全文明\r\n 施工费 ","规费"]
["1","1-2#综合实训楼-消防电气","","298016.83","6950.00","13103.75","7817.04"]
["2","1-2#综合实训楼-消防水","","1245211.13"," ","49160.12","28099.17"]
["3","1-2#综合实训楼-空调防排烟","","301427.41"," ","8236.99","4542.24"]
["合　　计","","","1844655.37","6950.00","70500.86","40458.45"]

{"sheet":"E.2 单项工程招标控制价汇总表(表-03)【综合实训楼1~1","index":7,"n_rows":8,"n_cols":7,"rows_kept":8,"merged":[[0,0,0,6],[1,0,1,1],[1,2,1,3],[1,4,1,6],[2,0,3,0],[2,1,3,2],[2,3,3,3],[2,4,2,6],[4,1,4,2],[5,1,5,2],[6,1,6,2],[7,0,7,2]],"flags":["formulas_cached_only"]}
["单项工程招标控制价汇总表","","","","","",""]
["工程名称：","","凉山州科教园区暨医学类教育服务项目\\综合实训楼1-3#","","","",""]
["序号","单位工程名称 ","","金额（元）","其中:(元)","",""]
["","","","","暂估价","安全文明\r\n 施工费 ","规费"]
["1","1-3#综合实训楼-消防电气","","146380.10","6950.00","5854.66","3496.52"]
["2","1-3#综合实训楼－消防水","","246914.35"," ","7851.18","4520.10"]
["3","1-3#综合实训楼-空调防排烟","","188039.28"," ","5345.83","2938.43"]
["合　　计","","","581333.73","6950.00","19051.67","10955.05"]

{"sheet":"E.2 单项工程招标控制价汇总表(表-03)【综合实训楼1~2","index":8,"n_rows":8,"n_cols":7,"rows_kept":8,"merged":[[0,0,0,6],[1,0,1,1],[1,2,1,3],[1,4,1,6],[2,0,3,0],[2,1,3,2],[2,3,3,3],[2,4,2,6],[4,1,4,2],[5,1,5,2],[6,1,6,2],[7,0,7,2]],"flags":["formulas_cached_only"]}
["单项工程招标控制价汇总表","","","","","",""]
["工程名称：","","凉山州科教园区暨医学类教育服务项目\\综合实训楼1-4#","","","",""]
["序号","单位工程名称 ","","金额（元）","其中:(元)","",""]
["","","","","暂估价","安全文明\r\n 施工费 ","规费"]
["1","1-4#综合实训楼-消防电气","","134590.22"," ","5661.43","3380.76"]
["2","1-4#综合实训楼－消防水","","187387.35"," ","6829.97","3902.52"]
["3","1-4#综合实训楼-空调防排烟","","151745.37"," ","4649.48","2536.48"]
["合　　计","","","473722.94"," ","17140.88","9819.76"]

{"sheet":"E.2 单项工程招标控制价汇总表(表-03)【学生宿舍6-1~","index":9,"n_rows":8,"n_cols":7,"rows_kept":8,"merged":[[0,0,0,6],[1,0,1,1],[1,2,1,3],[1,4,1,6],[2,0,3,0],[2,1,3,2],[2,3,3,3],[2,4,2,6],[4,1,4,2],[5,1,5,2],[6,1,6,2],[7,0,7,2]],"flags":["formulas_cached_only"]}
["单项工程招标控制价汇总表","","","","","",""]
["工程名称：","","凉山州科教园区暨医学类教育服务项目\\学生宿舍6-1#","","","",""]
["序号","单位工程名称 ","","金额（元）","其中:(元)","",""]
["","","","","暂估价","安全文明\r\n 施工费 ","规费"]
["1","6-1#学生宿舍-消防电气","","57195.89"," ","2090.34","1229.65"]
["2","6-1#学生宿舍-消防水","","208411.04"," ","7540.12","4283.61"]
["3","6-1#学生宿舍-防排烟","","235735.54"," ","7120.36","4025.76"]
["合　　计","","","501342.47"," ","16750.82","9539.02"]

{"sheet":"E.2 单项工程招标控制价汇总表(表-03)【学生宿舍6-2~","index":10,"n_rows":8,"n_cols":7,"rows_kept":8,"merged":[[0,0,0,6],[1,0,1,1],[1,2,1,3],[1,4,1,6],[2,0,3,0],[2,1,3,2],[2,3,3,3],[2,4,2,6],[4,1,4,2],[5,1,5,2],[6,1,6,2],[7,0,7,2]],"flags":["formulas_cached_only"]}
["单项工程招标控制价汇总表","","","","","",""]
["工程名称：","","凉山州科教园区暨医学类教育服务项目\\学生宿舍6-2#","","","",""]
["序号","单位工程名称 ","","金额（元）","其中:(元)","",""]
["","","","","暂估价","安全文明\r\n 施工费 ","规费"]
["1","6-2#学生宿舍-消防电气","","57195.89"," ","2090.34","1229.65"]
["2","6-2#学生宿舍-消防水","","201354.95"," ","7431.85","4218.77"]
["3","6-2#学生宿舍-防排烟","","228156.95"," ","6856.44","3875.93"]
["合　　计","","","486707.79"," ","16378.63","9324.35"]

{"sheet":"E.2 单项工程招标控制价汇总表(表-03)【学生宿舍6-3~","index":11,"n_rows":8,"n_cols":7,"rows_kept":8,"merged":[[0,0,0,6],[1,0,1,1],[1,2,1,3],[1,4,1,6],[2,0,3,0],[2,1,3,2],[2,3,3,3],[2,4,2,6],[4,1,4,2],[5,1,5,2],[6,1,6,2],[7,0,7,2]],"flags":["formulas_cached_only"]}
["单项工程招标控制价汇总表","","","","","",""]
["工程名称：","","凉山州科教园区暨医学类教育服务项目\\学生宿舍6-3#","","","",""]
["序号","单位工程名称 ","","金额（元）","其中:(元)","",""]
["","","","","暂估价","安全文明\r\n 施工费 ","规费"]
["1","6-3#学生宿舍-消防电气","","57195.89"," ","2090.34","1229.65"]
["2","6-3#学生宿舍-消防水","","201814.31"," ","7406.28","4203.57"]
["3","6-3#学生宿舍-防排烟","","223746.83"," ","6675.30","3774.99"]
["合　　计","","","482757.03"," ","16171.92","9208.21"]

{"sheet":"E.2 单项工程招标控制价汇总表(表-03)【学生宿舍6-4~","index":12,"n_rows":8,"n_cols":7,"rows_kept":8,"merged":[[0,0,0,6],[1,0,1,1],[1,2,1,3],[1,4,1,6],[2,0,3,0],[2,1,3,2],[2,3,3,3],[2,4,2,6],[4,1,4,2],[5,1,5,2],[6,1,6,2],[7,0,7,2]],"flags":["formulas_cached_only"]}
["单项工程招标控制价汇总表","","","","","",""]
["工程名称：","","凉山州科教园区暨医学类教育服务项目\\学生宿舍6-4#","","","",""]
["序号","单位工程名称 ","","金额（元）","其中:(元)","",""]
["","","","","暂估价","安全文明\r\n 施工费 ","规费"]
["1","6-4#学生宿舍-消防电气","","57195.89"," ","2090.34","1229.65"]
["2","6-4#学生宿舍-消防水","","201751.60"," ","7403.77","4202.08"]
["3","6-4#学生宿舍-防排烟","","223746.83"," ","6675.30","3774.99"]
["合　　计","","","482694.32"," ","16169.41","9206.72"]

{"sheet":"E.2 单项工程招标控制价汇总表(表-03)【学生宿舍6-5~","index":13,"n_rows":8,"n_cols":7,"rows_kept":8,"merged":[[0,0,0,6],[1,0,1,1],[1,2,1,3],[1,4,1,6],[2,0,3,0],[2,1,3,2],[2,3,3,3],[2,4,2,6],[4,1,4,2],[5,1,5,2],[6,1,6,2],[7,0,7,2]],"flags":["formulas_cached_only"]}
["单项工程招标控制价汇总表","","","","","",""]
["工程名称：","","凉山州科教园区暨医学类教育服务项目\\学生宿舍6-5#","","","",""]
["序号","单位工程名称 ","","金额（元）","其中:(元)","",""]
["","","","","暂估价","安全文明\r\n 施工费 ","规费"]
["1","6-5#学生宿舍-消防电气","","57195.89"," ","2090.34","1229.65"]
["2","6-5#学生宿舍-消防水","","201939.11"," ","7410.42","4206.01"]
["3","6-5#学生宿舍-防排烟","","228544.36"," ","6857.98","3877.80"]
["合　　计","","","487679.36"," ","16358.74","9313.46"]

{"sheet":"E.2 单项工程招标控制价汇总表(表-03)【学生宿舍6-6~","index":14,"n_rows":8,"n_cols":7,"rows_kept":8,"merged":[[0,0,0,6],[1,0,1,1],[1,2,1,3],[1,4,1,6],[2,0,3,0],[2,1,3,2],[2,3,3,3],[2,4,2,6],[4,1,4,2],[5,1,5,2],[6,1,6,2],[7,0,7,2]],"flags":["formulas_cached_only"]}
["单项工程招标控制价汇总表","","","","","",""]
["工程名称：","","凉山州科教园区暨医学类教育服务项目\\学生宿舍6-6#","","","",""]
["序号","单位工程名称 ","","金额（元）","其中:(元)","",""]
["","","","","暂估价","安全文明\r\n 施工费 ","规费"]
["1","6-6#学生宿舍-消防电气","","57195.89"," ","2090.34","1229.65"]
["2","6-6#学生宿舍-消防水","","203977.52"," ","7460.20","4235.87"]
["3","6-6#学生宿舍-防排烟","","235735.54"," ","7120.36","4025.76"]
["合　　计","","","496908.95"," ","16670.90","9491.28"]

{"sheet":"E.2 单项工程招标控制价汇总表(表-03)【教师周转房 9~","index":15,"n_rows":8,"n_cols":7,"rows_kept":8,"merged":[[0,0,0,6],[1,0,1,1],[1,2,1,3],[1,4,1,6],[2,0,3,0],[2,1,3,2],[2,3,3,3],[2,4,2,6],[4,1,4,2],[5,1,5,2],[6,1,6,2],[7,0,7,2]],"flags":["formulas_cached_only"]}
["单项工程招标控制价汇总表","","","","","",""]
["工程名称：","","凉山州科教园区暨医学类教育服务项目\\教师周转房 9#-1","","","",""]
["序号","单位工程名称 ","","金额（元）","其中:(元)","",""]
["","","","","暂估价","安全文明\r\n 施工费 ","规费"]
["1","9#-1教师周转房-消防电气","","161476.34"," ","7507.06","4467.45"]
["2","9#-1教师周转房-消防水","","519105.07"," ","20194.65","11660.84"]
["3","9#-1教师周转房-空调防排烟","","117676.11"," ","4437.84","2505.54"]
["合　　计","","","798257.52"," ","32139.55","18633.83"]

{"sheet":"E.2 单项工程招标控制价汇总表(表-03)【教师周转房 ~1","index":16,"n_rows":8,"n_cols":7,"rows_kept":8,"merged":[[0,0,0,6],[1,0,1,1],[1,2,1,3],[1,4,1,6],[2,0,3,0],[2,1,3,2],[2,3,3,3],[2,4,2,6],[4,1,4,2],[5,1,5,2],[6,1,6,2],[7,0,7,2]],"flags":["formulas_cached_only"]}
["单项工程招标控制价汇总表","","","","","",""]
["工程名称：","","凉山州科教园区暨医学类教育服务项目\\教师周转房 9#-2","","","",""]
["序号","单位工程名称 ","","金额（元）","其中:(元)","",""]
["","","","","暂估价","安全文明\r\n 施工费 ","规费"]
["1","9#-2教师周转房-消防电气","","161476.34"," ","7507.06","4467.45"]
["2","9#-2教师周转房-消防水","","581112.76"," ","21135.32","12142.93"]
["3","9#-2教师周转房-空调防排烟","","117606.19"," ","4434.06","2503.33"]
["合　　计","","","860195.29"," ","33076.44","19113.71"]

{"sheet":"E.2 单项工程招标控制价汇总表(表-03)【教师周转房 ~2","index":17,"n_rows":8,"n_cols":7,"rows_kept":8,"merged":[[0,0,0,6],[1,0,1,1],[1,2,1,3],[1,4,1,6],[2,0,3,0],[2,1,3,2],[2,3,3,3],[2,4,2,6],[4,1,4,2],[5,1,5,2],[6,1,6,2],[7,0,7,2]],"flags":["formulas_cached_only"]}
["单项工程招标控制价汇总表","","","","","",""]
["工程名称：","","凉山州科教园区暨医学类教育服务项目\\教师周转房 9#-3","","","",""]
["序号","单位工程名称 ","","金额（元）","其中:(元)","",""]
["","","","","暂估价","安全文明\r\n 施工费 ","规费"]
["1","9#-3教师公寓-消防电气","","72523.90"," ","3338.02","1979.02"]
["2","9#-3教室公寓--消防水","","96086.17"," ","3818.98","2198.30"]
["3","9#-3教师周转房-空调防排烟","","22101.41"," ","826.99","468.14"]
["合　　计","","","190711.48"," ","7983.99","4645.46"]

{"sheet":"E.3 单位工程招标控制价汇总表(表-04)【综合教学楼‖综~","index":18,"n_rows":19,"n_cols":5,"rows_kept":19,"merged":[[0,0,0,4],[1,0,1,1],[2,1,2,2],[3,1,3,2],[4,1,4,2],[5,1,5,2],[6,1,6,2],[7,1,7,2],[8,1,8,2],[9,1,9,2],[10,1,10,2],[11,1,11,2],[12,1,12,2],[13,1,13,2],[14,1,14,2],[15,1,15,2],[16,1,16,2],[17,1,17,2],[18,0,18,2]],"flags":["formulas_cached_only"]}
["单位工程招标控制价汇总表","","","",""]
["工程名称：","","凉山州科教园区暨医学类教育服务项目\\综合教学楼【综合教学楼-空调防排烟】","标段：",""]
["序号","汇总内容","","金  额（元）","其中:暂估价(元)"]
["1","分部分项及单价措施项目","","226946.49"," "]
[" ","0307 通风及防排烟系统 ","","225539.97"," "]
["2","总价措施项目","","7515.30","-"]
["2.1","其中：安全文明施工费","","6936.43","-"]
["3","其他项目",""," ","-"]
["3.1","其中：暂列金额",""," ","-"]
["3.2","其中：专业工程暂估价",""," ","-"]
["3.3","其中：计日工",""," ","-"]
["3.4","其中：总承包服务费",""," ","-"]
["4","规费","","3832.92","-"]
["5","创优质工程奖补偿奖励费",""," ","-"]
["6","税前不含税工程造价","","238294.71","-"]
["6.1","其中：除税甲供材料（设备）费",""," ","-"]
["7","销项增值税额","","21446.52","-"]
["8","附加税","","745.86","-"]
[" 招标控制价/投标报价总价合计=税前不含税工程造价+销项增值税额+附加税","","","260487.09"," "]

{"sheet":"F.1.1 分部分项工程和单价措施项目清单与计价表(表-08~","index":19,"n_rows":66,"n_cols":11,"rows_kept":66,"merged":[[0,0,0,10],[1,0,1,1],[1,2,1,6],[1,7,1,8],[1,9,1,10],[2,0,4,0],[2,1,4,2],[2,3,4,3],[2,4,4,4],[2,5,4,5],[2,6,4,7],[2,8,2,10],[3,8,4,8],[3,9,4,9],[5,1,5,2],[5,3,5,4],[5,6,5,7],[6,1,6,2],[6,6,6,7],[7,1,7,2],[7,6,7,7],[8,1,8,2],[8,6,8,7],[9,1,9,2],[9,6,9,7],[10,1,10,2],[10,6,10,7],[11,1,11,2],[11,6,11,7],[12,1,12,2],[12,6,12,7],[13,1,13,2],[13,6,13,7],[14,1,14,2],[14,6,14,7],[15,1,15,2],[15,6,15,7],[16,1,16,2],[16,6,16,7],[17,1,17,2],[17,6,17,7],[18,1,18,2],[18,6,18,7],[19,1,19,2],[19,6,19,7],[20,1,20,2],[20,6,20,7],[21,1,21,2],[21,6,21,7],[22,1,22,2],[22,6,22,7],[23,1,23,2],[23,6,23,7],[24,1,24,2],[24,6,24,7],[25,1,25,2],[25,6,25,7],[26,1,26,2],[26,6,26,7],[27,1,27,2],[27,6,27,7],[28,1,28,2],[28,6,28,7],[29,1,29,2],[29,6,29,7],[30,1,30,2],[30,6,30,7],[31,1,31,2],[31,6,31,7],[32,1,32,2],[32,6,32,7],[33,1,33,2],[33,6,33,7],[34,1,34,2],[34,6,34,7],[35,1,35,2],[35,6,35,7],[36,1,36,2],[36,6,36,7],[37,1,37,2],[37,6,37,7],[38,1,38,2],[38,6,38,7],[39,1,39,2],[39,3,39,4],[39,6,39,7],[40,1,40,2],[40,3,40,4],[40,6,40,7],[41,1,41,2],[41,3,41,4],[41,6,41,7],[42,1,42,2],[42,6,42,7],[43,1,43,2],[43,3,43,4],[43,6,43,7],[44,1,44,2],[44,3,44,4],[44,6,44,7],[45,1,45,2],[45,6,45,7],[46,1,46,2],[46,6,46,7],[47,1,47,2],[47,6,47,7],[48,1,48,2],[48,6,48,7],[49,1,49,2],[49,6,49,7],[50,1,50,2],[50,6,50,7],[51,1,51,2],[51,6,51,7],[52,1,52,2],[52,6,52,7],[53,1,53,2],[53,6,53,7],[54,1,54,2],[54,6,54,7],[55,1,55,2],[55,6,55,7],[56,1,56,2],[56,6,56,7],[57,1,57,2],[57,6,57,7],[58,1,58,2],[58,6,58,7],[59,1,59,2],[59,6,59,7],[60,1,60,2],[60,6,60,7],[61,1,61,2],[61,6,61,7],[62,1,62,2],[62,6,62,7],[63,1,63,2],[63,3,63,4],[63,6,63,7],[64,1,64,2],[64,3,64,4],[64,6,64,7],[65,0,65,8]],"flags":["formulas_cached_only"]}
["分部分项工程和单价措施项目清单与计价表","","","","","","","","","",""]
["工程名称：","","凉山州科教园区暨医学类教育服务项目\\综合教学楼【综合教学楼-空调防排烟】","","","","","标段：","","",""]
["序号","项目编码","","项目名称","项目特征","计量\r\n单位","工程\r\n量","","金额（元）","",""]
["","","","","","","","","综合单价","合价","其   中"]
["","","","","","","","","","","暂估价"]
[" "," ","","0307 通风及防排烟系统 ",""," "," ",""," "," "," "]
["1","030108003003","","离心式管道风机1800（m³/h） ","1.名称：离心式管道风机1800（m³/h）\r\n2.系统编号：详设计\r\n3.型号：详设计\r\n4.规格：额定工况：详设计\r\n5.质量：详设计 \r\n6.材质：综合考虑 \r\n7.设备支吊架、橡胶垫、弹簧减震吊架制作安装及除锈刷油综合考虑并计入综合单价 \r\n8.灌浆配合比：详设计 \r\n9.单机试运转要求：详设计及满足规范要求\r\n10.含电机检查接线及调试\r\n11.其他要求：满足设计、相关图集、标准及招标文件技术要求  ","台","1","","1741.24","1741.24",""]
["2","030108003003","","离心式管道风机1300（m³/h） ","1.名称：离心式管道风机1300（m³/h）\r\n2.系统编号：详设计\r\n3.型号：详设计\r\n4.规格：额定工况：详设计\r\n5.质量：详设计 \r\n6.材质：综合考虑 \r\n7.设备支吊架、橡胶垫、弹簧减震吊架制作安装及除锈刷油综合考虑并计入综合单价 \r\n8.灌浆配合比：详设计 \r\n9.单机试运转要求：详设计及满足规范要求\r\n10.含电机检查接线及调试\r\n11.其他要求：满足设计、相关图集、标准及招标文件技术要求  ","台","1","","1606.24","1606.24",""]
["3","030108003003","","离心式管道风机800（m³/h） ","1.名称：离心式管道风机800（m³/h）\r\n2.系统编号：详设计\r\n3.型号：详设计\r\n4.规格：额定工况：详设计\r\n5.质量：详设计 \r\n6.材质：综合考虑 \r\n7.设备支吊架、橡胶垫、弹簧减震吊架制作安装及除锈刷油综合考虑并计入综合单价 \r\n8.灌浆配合比：详设计 \r\n9.单机试运转要求：详设计及满足规范要求\r\n10.含电机检查接线及调试\r\n11.其他要求：满足设计、相关图集、标准及招标文件技术要求  ","台","1","","1606.24","1606.24",""]
["4","030108003009","","混流风机9500（m³/h） ","1.名称：混流风机9500（m³/h）\r\n2.系统编号：详设计\r\n3.型号：详设计\r\n4.规格：额定工况：详设计\r\n5.质量：详设计 \r\n6.材质：综合考虑 \r\n7.设备支吊架、橡胶垫、弹簧减震吊架制作安装及除锈刷油综合考虑并计入综合单价 \r\n8.灌浆配合比：详设计 \r\n9.单机试运转要求：详设计及满足规范要求\r\n10.含电机检查接线及调试\r\n11.其他要求：满足设计、相关图集、标准及招标文件技术要求  ","台","1","","2250.12","2250.12",""]
["5","030108001012","","管道式换气扇P-150(带止回功能)","1.名称:管道式换气扇P-150(带止回功能)\r\n2.型号.规格:详设计\r\n3.含柔性接头","台","11","","186.09","2046.99",""]
["6","030108001012","","管道式换气扇P-500(带止回功能)","1.名称:管道式换气扇P-500(带止回功能)\r\n2.型号.规格:详设计\r\n3.含柔性接头","台","66","","186.09","12281.94",""]
["7","030108001012","","管道式换气扇P-600(带止回功能)","1.名称:管道式换气扇P-600(带止回功能)\r\n2.型号.规格:详设计\r\n3.含柔性接头","台","8","","186.09","1488.72",""]
["8","030108001012","","管道式换气扇P-700(带止回功能)","1.名称:管道式换气扇P-700(带止回功能)\r\n2.型号.规格:详设计\r\n3.含柔性接头","台","16","","186.09","2977.44",""]
["9","030703001020","","70℃防火阀 800*300","1.名称:70℃防火阀\r\n2.型号.规格:800*300\r\n3.材质:碳钢","个","1","","389.13","389.13",""]
["10","030703001020","","70℃防火阀 1800*700","1.名称:70℃防火阀\r\n2.型号.规格:1800*700\r\n3.材质:碳钢","个","2","","993.10","1986.20",""]
["11","030703007013","","单层格栅风口带风阀 500*300","1.名称:单层格栅风口带风阀 \r\n2.型号.规格:500*300\r\n3.材质:铝合金","个","1","","231.31","231.31",""]
["12","030703007013","","单层格栅风口带风阀 800*300","1.名称:单层格栅风口带风阀 \r\n2.型号.规格:800*300\r\n3.材质:铝合金","个","1","","577.10","577.10",""]
["13","030703007013","","单层格栅风口带风阀 1200*800","1.名称:单层格栅风口带风阀 \r\n2.型号.规格:1200*800\r\n3.材质:铝合金","个","1","","721.42","721.42",""]
["14","030703007013","","单层格栅风口 500*200","1.名称:单层格栅风口 \r\n2.型号.规格:500*200\r\n3.材质:铝合金","个","7","","167.13","1169.91",""]
["15","030703007013","","单层格栅风口 800*200","1.名称:单层格栅风口 \r\n2.型号.规格:800*200\r\n3.材质:铝合金","个","34","","492.98","16761.32",""]
["16","030703007013","","单层格栅风口 1000*300","1.名称:单层格栅风口 \r\n2.型号.规格:1000*300\r\n3.材质:铝合金","个","2","","564.17","1128.34",""]
["17","030702006028","","固定挡烟垂壁","1.名称:固定挡烟垂壁\r\n2.材质:防火玻璃\r\n3.板材厚度 \r\n4.管件、法兰等附件及支架设计要求 \r\n5.接口形式","m2","167.76","","316.15","53037.32",""]
["18","030703007036","","防雨百叶带过滤网 200*200","1.名称：防雨百叶带过滤网\r\n2.型号：详设计 \r\n3.规格：200*200\r\n4.类型：详设计\r\n5.形式：综合考虑\r\n6.其他详设计及满足规范要求","个","47","","137.15","6446.05",""]
["19","030703007036","","防雨百叶带过滤网 400*300","1.名称：防雨百叶带过滤网\r\n2.型号：详设计 \r\n3.规格：400*300\r\n4.类型：详设计\r\n5.形式：综合考虑\r\n6.其他详设计及满足规范要求","个","1","","206.76","206.76",""]
["20","030703007036","","防雨百叶带过滤网 500*200","1.名称：防雨百叶带过滤网\r\n2.型号：详设计 \r\n3.规格：500*200\r\n4.类型：详设计\r\n5.形式：综合考虑\r\n6.其他详设计及满足规范要求","个","2","","226.96","453.92",""]
["21","030703007036","","防雨百叶带过滤网 600*200","1.名称：防雨百叶带过滤网\r\n2.型号：详设计 \r\n3.规格：600*200\r\n4.类型：详设计\r\n5.形式：综合考虑\r\n6.其他详设计及满足规范要求","个","1","","209.49","209.49",""]
["22","030703007036","","防雨百叶带过滤网 600*300","1.名称：防雨百叶带过滤网\r\n2.型号：详设计 \r\n3.规格：600*300\r\n4.类型：详设计\r\n5.形式：综合考虑\r\n6.其他详设计及满足规范要求","个","34","","240.40","8173.60",""]
["23","030703007036","","防雨百叶带过滤网 700*300","1.名称：防雨百叶带过滤网\r\n2.型号：详设计 \r\n3.规格：700*300\r\n4.类型：详设计\r\n5.形式：综合考虑\r\n6.其他详设计及满足规范要求","个","8","","285.32","2282.56",""]
["24","030703007036","","防雨百叶带过滤网 800*300","1.名称：防雨百叶带过滤网\r\n2.型号：详设计 \r\n3.规格：800*300\r\n4.类型：详设计\r\n5.形式：综合考虑\r\n6.其他详设计及满足规范要求","个","1","","298.95","298.95",""]
["25","030703007036","","防雨百叶带过滤网 1000*300","1.名称：防雨百叶带过滤网\r\n2.型号：详设计 \r\n3.规格：1000*300\r\n4.类型：详设计\r\n5.形式：综合考虑\r\n6.其他详设计及满足规范要求","个","6","","393.01","2358.06",""]
["26","030703007036","","防雨百叶带过滤网 1800*700","1.名称：防雨百叶带过滤网\r\n2.型号：详设计 \r\n3.规格：1800*700\r\n4.类型：详设计\r\n5.形式：综合考虑\r\n6.其他详设计及满足规范要求","个","2","","857.77","1715.54",""]
["27","030703020170","","消声器 XZP100 L=1500mm,1250*320","1.名称：消声器 XZP100 \r\n2.型号、规格：L=1500mm,1250*320\r\n3.材质：碳钢\r\n4.支架制作安装、除锈、防腐：综合考虑\r\n5.含保温，保温满足设计规范要求\r\n6.其他要求：满足相关标准图集、规范、设计及验收要求等","个","1","","3210.80","3210.80",""]
["28","030702001025","","镀锌钢板风管 B≤320 δ=0.75","1.名称:镀锌钢板风管\r\n2.材质:镀锌钢板 \r\n3.形状:矩形 \r\n4.规格:B≤320 δ=0.75\r\n5.板材厚度 \r\n6.管件、法兰等附件及支架设计要求 \r\n7.接口形式","m2","211.03","","174.18","36757.21",""]
["29","030702001027","","镀锌钢板风管 B≤1000 δ=1.0","1.名称:镀锌钢板风管\r\n2.材质:镀锌钢板 \r\n3.形状:矩形 \r\n4.规格:B≤1000 δ=1.0\r\n5.板材厚度 \r\n6.管件、法兰等附件及支架设计要求 \r\n7.接口形式","m2","175.57","","125.95","22113.04",""]
["30","030702001027","","镀锌钢板风管 B≤1500 δ=1.2","1.名称:镀锌钢板风管\r\n2.材质:镀锌钢板 \r\n3.形状:矩形 \r\n4.规格:B≤1500 δ=1.2\r\n5.板材厚度 \r\n6.管件、法兰等附件及支架设计要求 \r\n7.接口形式","m2","17.91","","133.99","2399.76",""]
["31","030704002029","","风管漏光试验、漏风试验","风管漏光试验、漏风试验","m2","404.51","","4.27","1727.26",""]
["32","031208003352","","不燃离心玻璃棉保温","1.名称:不燃离心玻璃棉保温\r\n2.绝热厚度及管径:综合考虑 \r\n3.包含所需的各类附件\r\n4.其他要求：满足相关标准图集、规范、设计及验收要求等","m3","22.8","","1066.29","24311.41",""]
["33","031208003232","","防火包裹（无石棉纤维增强硅酸钙耐火板）","1.名称：防火包裹（无石棉纤维增强硅酸钙耐火板）\r\n2.耐火板厚度：综合考虑\r\n3.含耐火板、岩棉保温、龙骨、支架及附件制作安装及除锈刷油防腐\r\n4.其他要求：满足相关标准图集、规范、设计及验收要求等","m2","80.9","","134.42","10874.58",""]
[" "," ","","分部小计 ",""," "," ",""," ","225539.97"," "]
[" "," ","","单价措施项目清单 ",""," "," ",""," "," "," "]
[" "," ","","其他措施项目 ",""," "," ",""," "," "," "]
["34","031302007001","","高层施工增加费"," ","项"," ",""," ","",""]
[" "," ","","分部小计 ",""," "," ",""," "," "," "]
[" "," ","","专业措施项目 ",""," "," ",""," "," "," "]
["35","031301001001","","吊装加固"," ","项"," ",""," ","",""]
["36","031301002001","","金属抱杆安装拆除、移位"," ","项"," ",""," ","",""]
["37","031301003001","","平台铺设、拆除"," ","项"," ",""," ","",""]
["38","031301004001","","顶升、提升装置"," ","项"," ",""," ","",""]
["39","031301005001","","大型设备专用机具"," ","项"," ",""," ","",""]
["40","031301006001","","焊接工艺评定"," ","项"," ",""," ","",""]
["41","031301007001","","胎（模）具制作、安装、拆除"," ","项"," ",""," ","",""]
["42","031301008001","","防护棚制作安装拆除"," ","项"," ",""," ","",""]
["43","031301009001","","特殊地区施工增加"," ","项"," ",""," ","",""]
["44","031301010001","","安装与生产同时进行施工增加"," ","项"," ",""," ","",""]
["45","031301011001","","在有害身体健康环境中施工增加"," ","项"," ",""," ","",""]
["46","031301012001","","工程系统检测、检验"," ","项"," ",""," ","",""]
["47","031301013001","","设备、管道施工的安全、防冻和焊接保护"," ","项"," ",""," ","",""]
["48","031301014001","","焦炉烘炉、热态工程"," ","项"," ",""," ","",""]
["49","031301015001","","管道安拆后的充气保护"," ","项"," ",""," ","",""]
["50","031301016001","","隧道内施工的通风、供水、供气、供电、照明及通讯设施"," ","项"," ",""," ","",""]
["51","031301017001","","脚手架搭拆"," ","项","1","","1406.52","1406.52",""]
["52","031301018001","","其他措施"," ","项"," ",""," ","",""]
[" "," ","","分部小计 ",""," "," ",""," ","1406.52"," "]
[" "," ","","分部小计 ",""," "," ",""," ","1406.52"," "]
["合　　计","","","","","","","","","226946.49",""]

{"sheet":"F.4 总价措施项目清单计价表(表-11)【综合教学楼‖综合~","index":20,"n_rows":15,"n_cols":12,"rows_kept":15,"merged":[[0,0,0,11],[1,0,1,1],[1,2,1,5],[1,6,1,7],[1,8,1,11],[2,1,2,2],[2,3,2,4],[2,8,2,9],[3,1,3,2],[3,3,3,4],[3,8,3,9],[4,1,4,2],[4,3,4,4],[4,8,4,9],[5,1,5,2],[5,3,5,4],[5,8,5,9],[6,1,6,2],[6,3,6,4],[6,8,6,9],[7,1,7,2],[7,3,7,4],[7,8,7,9],[8,1,8,2],[8,3,8,4],[8,8,8,9],[9,1,9,2],[9,3,9,4],[9,8,9,9],[10,1,10,2],[10,3,10,4],[10,8,10,9],[11,1,11,2],[11,3,11,4],[11,8,11,9],[12,1,12,2],[12,3,12,4],[12,8,12,9],[13,1,13,2],[13,3,13,4],[13,8,13,9],[14,0,14,6],[14,8,14,9]],"flags":["formulas_cached_only"]}
["总价措施项目清单计价表","","","","","","","","","","",""]
["工程名称：","","凉山州科教园区暨医学类教育服务项目\\综合教学楼【综合教学楼-空调防排烟】","","","","标段：","","","","",""]
["序 号","项目编码","","项目名称","","计算基础","费率\r\n（%）","金额\r\n（元）","调整费率\r\n(%)","","调整后\r\n金额(元)","备注"]
["1","031302001001","","安全文明施工费",""," "," ","6936.43","","",""," "]
["1.1","①","","环境保护费","","分部分项工程及单价措施项目(定额人工费+定额机械费)","1.1","548.93","","",""," "]
["1.2","②","","文明施工费","","分部分项工程及单价措施项目(定额人工费+定额机械费)","2.5","1247.56","","",""," "]
["1.3","③","","安全施工费","","分部分项工程及单价措施项目(定额人工费+定额机械费)","3.9","1946.19","","",""," "]
["1.4","④","","临时设施费","","分部分项工程及单价措施项目(定额人工费+定额机械费)","6.4","3193.75","","",""," "]
["2","031302002001","","夜间施工增加费",""," "," ","239.53","","",""," "]
["3","031302003001","","非夜间施工增加",""," "," ","","","",""," "]
["4","031302004001","","二次搬运费",""," "," ","114.78","","",""," "]
["5","031302005001","","冬雨季施工增加费",""," "," ","179.65","","",""," "]
["6","031302006001","","已完工程及设备保护费",""," "," ","","","",""," "]
["7","031302008001","","工程定位复测费",""," "," ","44.91","","",""," "]
["合　　计","","","","","","","7515.30","-","","-","-"]

{"sheet":"H 规费、税金项目清单计价表(表-13)【综合教学楼‖综合教~","index":21,"n_rows":7,"n_cols":6,"rows_kept":7,"merged":[[0,0,0,5],[1,1,1,2],[1,3,1,4],[6,0,6,4]],"flags":["formulas_cached_only"]}
["规费、税金项目计价表","","","","",""]
["工程名称：","凉山州科教园区暨医学类教育服务项目\\综合教学楼【综合教学楼-空调防排烟】","","标段：","",""]
["序号","项目名称","计算基础","计算基数","计算费率（％）","金额(元)"]
["1","规费","分部分项定额人工费+单价措施项目定额人工费","45848.28","8.36","3832.92"]
["2","销项增值税额","分部分项工程费+措施项目费+其他项目费+规费+按实计算费用+创优质工程奖补偿奖励费-按规定不计税的工程设备金额-除税甲供材料（设备）费","238294.71","9","21446.52"]
["3","附加税","分部分项工程费+措施项目费+其他项目费+规费+按实计算费用+创优质工程奖补偿奖励费-按规定不计税的工程设备金额-除税甲供材料（设备）费","238294.71","0.313","745.86"]
["合计","","","","","26025.30"]

{"sheet":"L.2 承包人提供主要材料和工程设备一览表(表-21)【综合~","index":22,"n_rows":35,"n_cols":10,"rows_kept":35,"merged":[[0,0,0,9],[1,1,1,4],[1,5,1,7],[1,8,1,9],[2,4,2,5],[3,4,3,5],[4,4,4,5],[5,4,5,5],[6,4,6,5],[7,4,7,5],[8,4,8,5],[9,4,9,5],[10,4,10,5],[11,4,11,5],[12,4,12,5],[13,4,13,5],[14,4,14,5],[15,4,15,5],[16,4,16,5],[17,4,17,5],[18,4,18,5],[19,4,19,5],[20,4,20,5],[21,4,21,5],[22,4,22,5],[23,4,23,5],[24,4,24,5],[25,4,25,5],[26,4,26,5],[27,4,27,5],[28,4,28,5],[29,4,29,5],[30,4,30,5],[31,4,31,5],[32,4,32,5],[33,4,33,5],[34,4,34,5]],"flags":["formulas_cached_only"]}
[" 承包人提供主要材料和工程设备一览表\r\n（适用造价信息差额调整法）","","","","","","","","",""]
["工程名称：","凉山州科教园区暨医学类教育服务项目\\综合教学楼【综合教学楼-空调防排烟】","","","","标段：","","","",""]
["序号","名称、规格、型号","单位","数量","风险系数(%)","","基准单价(元)","投标单价(元)","发承包人确认单价(元)","备注"]
["1","离心式管道风机1800（m3/h）","台","1"," ","","1620.00","",""," "]
["2","离心式管道风机1300（m3/h）","台","1"," ","","1485.00","",""," "]
["3","离心式管道风机800（m3/h）","台","1"," ","","1485.00","",""," "]
["4","混流风机9500（m3/h）","台","1"," ","","1980.00","",""," "]
["5","管道式换气扇P-150(带止回功能)","台","11"," ","","95.00","",""," "]
["6","管道式换气扇P-500(带止回功能)","台","66"," ","","95.00","",""," "]
["7","管道式换气扇P-700(带止回功能)","台","16"," ","","95.00","",""," "]
["8","70℃防火阀 800*300","个","1.01"," ","","245.70","",""," "]
["9","70℃防火阀 1800*700","个","2.02"," ","","696.60","",""," "]
["10","单层格栅风口带风阀 500*300","个","1.01"," ","","128.70","",""," "]
["11","单层格栅风口带风阀 800*300","个","1.01"," ","","437.40","",""," "]
["12","单层格栅风口带风阀 1200*800","个","1.01"," ","","509.40","",""," "]
["13","单层格栅风口 500*200","个","7.07"," ","","101.70","",""," "]
["14","单层格栅风口 800*200","个","34.34"," ","","413.10","",""," "]
["15","单层格栅风口 1000*300","个","2.02"," ","","472.50","",""," "]
["16","防雨百叶带过滤网 200*200","个","47.47"," ","","81.00","",""," "]
["17","防雨百叶带过滤网 400*300","个","1.01"," ","","104.40","",""," "]
["18","防雨百叶带过滤网 500*200","个","2.02"," ","","124.40","",""," "]
["19","防雨百叶带过滤网 600*200","个","1.01"," ","","107.10","",""," "]
["20","防雨百叶带过滤网 600*300","个","34.34"," ","","137.70","",""," "]
["21","防雨百叶带过滤网 700*300","个","8.08"," ","","148.50","",""," "]
["22","防雨百叶带过滤网 800*300","个","1.01"," ","","162.00","",""," "]
["23","防雨百叶带过滤网 1000*300","个","6.06"," ","","209.70","",""," "]
["24","防雨百叶带过滤网 1800*700","个","2.02"," ","","644.40","",""," "]
["25","消声器 XZP100 L=1500mm,1250*320","个","1"," ","","2197.80","",""," "]
["26","管道式换气扇P-600(带止回功能)","台","8"," ","","95.00","",""," "]
["27","防火玻璃","m2","169.438"," ","","245.00","",""," "]
["28","镀锌钢板 0.75mm","m2","249.015"," ","","29.27","",""," "]
["29","镀锌钢板 1.0mm","m2","207.173"," ","","37.37","",""," "]
["30","镀锌钢板 1.2mm","m2","21.134"," ","","44.84","",""," "]
["31","铝箔离心玻璃棉板","m3","23.484"," ","","720.00","",""," "]
["32","无石棉纤维增强硅酸盐板","m3","88.586"," ","","63.00","",""," "]

{"sheet":"E.3 单位工程招标控制价汇总表(表-04)【综合教学楼‖~1","index":23,"n_rows":18,"n_cols":5,"rows_kept":18,"merged":[[0,0,0,4],[1,0,1,1],[2,1,2,2],[3,1,3,2],[4,1,4,2],[5,1,5,2],[6,1,6,2],[7,1,7,2],[8,1,8,2],[9,1,9,2],[10,1,10,2],[11,1,11,2],[12,1,12,2],[13,1,13,2],[14,1,14,2],[15,1,15,2],[16,1,16,2],[17,0,17,2]],"flags":["formulas_cached_only"]}
["单位工程招标控制价汇总表","","","",""]
["工程名称：","","凉山州科教园区暨医学类教育服务项目\\综合教学楼【综合教学楼-消防电气】","标段：",""]
["序号","汇总内容","","金  额（元）","其中:暂估价(元)"]
["1","分部分项及单价措施项目","","583248.70","6950.00"]
["2","总价措施项目","","35782.94","-"]
["2.1","其中：安全文明施工费","","33026.75","-"]
["3","其他项目",""," ","-"]
["3.1","其中：暂列金额",""," ","-"]
["3.2","其中：专业工程暂估价",""," ","-"]
["3.3","其中：计日工",""," ","-"]
["3.4","其中：总承包服务费",""," ","-"]
["4","规费","","19471.36","-"]
["5","创优质工程奖补偿奖励费",""," ","-"]
["6","税前不含税工程造价","","638503.00","-"]
["6.1","其中：除税甲供材料（设备）费",""," ","-"]
["7","销项增值税额","","57465.27","-"]
["8","附加税","","1998.51","-"]
[" 招标控制价/投标报价总价合计=税前不含税工程造价+销项增值税额+附加税","","","697966.78","6950.00"]

{"sheet":"F.1.1 分部分项工程和单价措施项目清单与计价表(表-0~1","index":24,"n_rows":98,"n_cols":11,"rows_kept":98,"merged":[[0,0,0,10],[1,0,1,1],[1,2,1,6],[1,7,1,8],[1,9,1,10],[2,0,4,0],[2,1,4,2],[2,3,4,3],[2,4,4,4],[2,5,4,5],[2,6,4,7],[2,8,2,10],[3,8,4,8],[3,9,4,9],[5,1,5,2],[5,6,5,7],[6,1,6,2],[6,6,6,7],[7,1,7,2],[7,6,7,7],[8,1,8,2],[8,6,8,7],[9,1,9,2],[9,6,9,7],[10,1,10,2],[10,6,10,7],[11,1,11,2],[11,6,11,7],[12,1,12,2],[12,6,12,7],[13,1,13,2],[13,6,13,7],[14,1,14,2],[14,6,14,7],[15,1,15,2],[15,6,15,7],[16,1,16,2],[16,6,16,7],[17,1,17,2],[17,6,17,7],[18,1,18,2],[18,6,18,7],[19,1,19,2],[19,6,19,7],[20,1,20,2],[20,6,20,7],[21,1,21,2],[21,6,21,7],[22,1,22,2],[22,6,22,7],[23,1,23,2],[23,6,23,7],[24,1,24,2],[24,6,24,7],[25,1,25,2],[25,6,25,7],[26,1,26,2],[26,6,26,7],[27,1,27,2],[27,6,27,7],[28,1,28,2],[28,6,28,7],[29,1,29,2],[29,6,29,7],[30,1,30,2],[30,6,30,7],[31,1,31,2],[31,6,31,7],[32,1,32,2],[32,6,32,7],[33,1,33,2],[33,6,33,7],[34,1,34,2],[34,6,34,7],[35,1,35,2],[35,6,35,7],[36,1,36,2],[36,6,36,7],[37,1,37,2],[37,6,37,7],[38,1,38,2],[38,6,38,7],[39,1,39,2],[39,6,39,7],[40,1,40,2],[40,6,40,7],[41,1,41,2],[41,6,41,7],[42,1,42,2],[42,6,42,7],[43,1,43,2],[43,6,43,7],[44,1,44,2],[44,6,44,7],[45,1,45,2],[45,6,45,7],[46,1,46,2],[46,6,46,7],[47,1,47,2],[47,6,47,7],[48,1,48,2],[48,6,48,7],[49,1,49,2],[49,6,49,7],[50,1,50,2],[50,6,50,7],[51,1,51,2],[51,6,51,7],[52,1,52,2],[52,6,52,7],[53,1,53,2],[53,6,53,7],[54,1,54,2],[54,6,54,7],[55,1,55,2],[55,6,55,7],[56,1,56,2],[56,6,56,7],[57,1,57,2],[57,6,57,7],[58,1,58,2],[58,6,58,7],[59,1,59,2],[59,6,59,7],[60,1,60,2],[60,6,60,7],[61,1,61,2],[61,6,61,7],[62,1,62,2],[62,6,62,7],[63,1,63,2],[63,6,63,7],[64,1,64,2],[64,6,64,7],[65,1,65,2],[65,6,65,7],[66,1,66,2],[66,6,66,7],[67,1,67,2],[67,6,67,7],[68,1,68,2],[68,6,68,7],[69,1,69,2],[69,6,69,7],[70,1,70,2],[70,6,70,7],[71,1,71,2],[71,6,71,7],[72,1,72,2],[72,3,72,4],[72,6,72,7],[73,1,73,2],[73,3,73,4],[73,6,73,7],[74,1,74,2],[74,6,74,7],[75,1,75,2],[75,3,75,4],[75,6,75,7],[76,1,76,2],[76,3,76,4],[76,6,76,7],[77,1,77,2],[77,6,77,7],[78,1,78,2],[78,6,78,7],[79,1,79,2],[79,6,79,7],[80,1,80,2],[80,6,80,7],[81,1,81,2],[81,6,81,7],[82,1,82,2],[82,6,82,7],[83,1,83,2],[83,6,83,7],[84,1,84,2],[84,6,84,7],[85,1,85,2],[85,6,85,7],[86,1,86,2],[86,6,86,7],[87,1,87,2],[87,6,87,7],[88,1,88,2],[88,6,88,7],[89,1,89,2],[89,6,89,7],[90,1,90,2],[90,6,90,7],[91,1,91,2],[91,6,91,7],[92,1,92,2],[92,6,92,7],[93,1,93,2],[93,6,93,7],[94,1,94,2],[94,6,94,7],[95,1,95,2],[95,3,95,4],[95,6,95,7],[96,1,96,2],[96,3,96,4],[96,6,96,7],[97,0,97,8]],"flags":["formulas_cached_only"]}
["分部分项工程和单价措施项目清单与计价表","","","","","","","","","",""]
["工程名称：","","凉山州科教园区暨医学类教育服务项目\\综合教学楼【综合教学楼-消防电气】","","","","","标段：","","",""]
["序号","项目编码","","项目名称","项目特征","计量\r\n单位","工程\r\n量","","金额（元）","",""]
["","","","","","","","","综合单价","合价","其   中"]
["","","","","","","","","","","暂估价"]
["1","030904012001","","智能火灾报警控制器","1.名称：火灾报警系统控制主机\r\n2.规格：每回路报警地址数：200,TX3032\r\n3.线制：综合 \r\n4.控制回路及点位满足要求 \r\n5.安装方式：落地安装\r\n6.含2台报警主机、琴台式控制台、监视器、微型打印机、全套软件、附件和设备内部连线等全套内容\r\n7.其他：满足设计、规范、相关图集及招标文件要求","套","1","","10362.94","10362.94",""]
["2","030904012002","","火灾报警系统图形显示装置","1.名称：火灾报警系统图形显示装置\r\n2.规格：TX3820\r\n3.线制：综合\r\n4.控制回路：满足规范要求 \r\n5.安装方式：落地安装\r\n6.本项清单的设备按成套购置考虑，包括设备、构件、标准件、附件和设备内部连线\r\n7.其他：满足设计、规范、相关图集及招标文件要求","套","1","","6262.12","6262.12",""]
["3","030904014003","","火警专用电话主机","1.名称：火警专用电话主机\r\n2.规格：TN3000\r\n3.线制：满足规范要求\r\n4.控制回路：满足规范要求\r\n5.安装方式：落地安装\r\n6.本项清单的设备按成套购置考虑，包括设备、构件、标准件、附件和设备内部连线\r\n7.其他：满足设计、规范、相关图集及招标文件要求","套","1","","4157.69","4157.69",""]
["4","030904006004","","总线消防固定电话","1.名称:总线消防固定电话\r\n2.规格:TN3100\r\n3.安装方式：底边距地1.3m安装\r\n4.本项清单的设备按成套购置考虑，包括构件、标准件、附件和设备内部连线\r\n5.其他：满足设计、规范、相关图集及招标文件要求","个","4","","91.39","365.56",""]
["5","030904008005","","城市消防联网接口","1.名称：城市消防联网接口\r\n2.规格：根据设计图纸自行综合考虑进行选型，满足设备技术参数要求\r\n3.类型：满足使用要求\r\n4.本项清单的设备按成套购置考虑，包括构件、标准件、附件和设备内部连线\r\n5.其他：满足设计、规范、相关图集及招标文件要求","个","2","","302.84","605.68",""]
["6","030904006006","","110报警外线直通电话","1.名称：110报警外线直通电话\r\n2.型号、规格：根据设计图纸自行综合考虑进行选型，满足设备技术参数要求\r\n3.安装方式：详设计，具体安装高度满足使用要求\r\n4.其他：满足设计、规范、相关图集及招标文件要求","部","1","","98.59","98.59",""]
["7","030904006007","","119消防外线直通电话","1.名称：119消防外线直通电话\r\n2.型号、规格：根据设计图纸自行综合考虑进行选型，满足设备技术参数要求\r\n3.安装方式：详设计，具体安装高度满足使用要求\r\n4.其他：满足设计、规范、相关图集及招标文件要求","部","1","","98.59","98.59",""]
["8","030904013008","","消防联动控制器","1.名称：消防联动控制器\r\n2.规格：JB-QTL-TX3016A\r\n3.线制：综合 \r\n4.控制回路及点位满足要求 \r\n5.安装方式：落地安装\r\n6.含控制主机、琴台式控制台、监视器、微型打印机、全套软件、附件和设备内部连线等全套内容\r\n7.其他：满足设计、规范、相关图集及招标文件要求","套","1","","10418.68","10418.68",""]
["9","030904008009","","液位显示仪","1.名称：液位显示仪\r\n2.规格：LY-B2，液位显示仪\r\n3.类型：需满足本工程使用要求\r\n4.本项清单的设备按成套购置考虑，包括构件、标准件、附件和设备内部连线\r\n5.其他：满足设计、规范、相关图集及招标文件要求","个","1","","701.57","701.57",""]
["10","030904016010","","消防专用电源","1.名称：消防专用电源\r\n2.容量：根据设计图纸自行综合考虑进行选型，满足设备技术参数要求\r\n3.安装方式：落地安装\r\n4.本项清单的设备按成套购置考虑，包括智能电源盘、双电源切换盘、备用电源、蓄电池及校接线等全要材料设备构件、标准件、附件和设备内部连线\r\n5.其他：满足设计、规范、相关图集及招标文件要求","套","2","","1981.71","3963.42",""]
["11","030904016011","","安防专用电源柜","1.名称：安防专用电源柜\r\n2.容量：根据设计图纸自行综合考虑进行选型，满足设备技术参数要求\r\n3.安装方式：落地安装\r\n4.本项清单的设备按成套购置考虑，包括电源、蓄电池及校接线等全要材料设备构件、标准件、附件和设备内部连线\r\n5.其他：满足设计、规范、相关图集及招标文件要求","套","1","","1722.63","1722.63",""]
["12","030507009012","","消防防火门监控主机","1.名称:消防防火门监控主机\r\n2.类型:消防防火门监控\r\n3.规格：TM3503T\r\n4.安装方式：综合考虑\r\n5.本项清单的设备按成套购置考虑，包括管理软件、协议转换器件、报警器、集成打印机、液晶显示屏、消防防火门监控图形显示系统、附件和设备内部连线等全部内容\r\n6.其他：满足设计、规范、相关图集及招标文件要求","台","1","","2570.25","2570.25",""]
["13","030507009014","","电气火灾监控主机","1.名称:电气火灾监控主机\r\n2.规格:LPD500B\r\n3.路数：满足所有电气火灾监控点位使用要求\r\n4.安装方式：挂墙安装，底边距地 1.3m\r\n5.本项清单的设备按成套购置考虑，包括管理软件、协议转换器件、报警器、集成打印机、液晶显示屏、电气火灾监控图形显示系统、附件和设备内部连线等全部内容\r\n6.其他：满足设计、规范、相关图集及招标文件要求","台","1","","2084.25","2084.25",""]
["14","030507009015","","消防设备电源监控主机","1.名称:消防设备电源监控主机\r\n2.规格:EPD600\r\n3.路数：满足使用要求\r\n4.安装方式：挂墙安装，底边距地 1.3m\r\n5.本项清单的设备按成套购置考虑，包括管理软件、协议转换器件、报警器、集成打印机、液晶显示屏、消防设备电源图形显示系统、附件和设备内部连线等全部内容\r\n6.其他：满足设计、规范、相关图集及招标文件要求","台","1","","2732.25","2732.25",""]
["15","030904012001","","应急照明控制器","1.名称：应急照明控制器\r\n2.规格：详设计\r\n3.线制：综合 \r\n4.控制回路及点位满足要求 \r\n5.安装方式：综合考虑\r\n6.含控制主机、琴台式控制台、监视器、微型打印机、全套软件、附件和设备内部连线等全套内容\r\n7.其他：满足设计、规范、相关图集及招标文件要求","套","1","","7091.46","7091.46",""]
["16","030904008010","","总端子箱","1.名称：总端子箱\r\n2.材质：钢制\r\n3.配置形式及部位：综合\r\n4.支架制作、安装、刷漆\r\n5.含开孔、配线、盘柜防火、堵洞、压焊接线端子、箱体接地、接线端子压线\r\n6.其他要求：满足相关标准图集、规范、设计及验收要求等","台","1","","148.24","148.24",""]
["17","030904008016","","消防接线端子箱","1.名称：消防端子箱（含各系统的并接端子排）\r\n2.规格：20对\r\n3.类型：详设计 \r\n4.输出形式：综合考虑\r\n5.其他详设计及满足规范要求","台","20","","148.24","2964.80",""]
["18","030904008017","","模块箱","1.名称：模块箱\r\n2.规格：详设计\r\n3.类型：详设计 \r\n4.输出形式：综合考虑\r\n5.其他详设计及满足规范要求","台","1","","141.49","141.49",""]
["19","030904001018","","感烟探测器（编码型）","1.名称：感烟探测器（编码型） \r\n2.规格：详设计 \r\n3.线制：详设计 \r\n4.类型：综合考虑\r\n5.其他详设计及满足规范要求","个","538","","73.44","39510.72",""]
["20","030904001019","","感温探测器（编码型）","1.名称：感温探测器（编码型）\r\n2.规格：详设计 \r\n3.线制：详设计 \r\n4.类型：综合考虑\r\n5.其他详设计及满足规范要求","个","8","","72.85","582.80",""]
["21","030904005022","","声光警报器","1.名称：声光警报器\r\n2.规格：详设计\r\n3.安装方式：墙上明设,底边距地2.3米\r\n4.其他详设计及满足规范要求","个","49","","135.96","6662.04",""]
["22","030904003023","","带电话插孔手报按钮","1.名称：带电话插孔手报按钮\r\n2.规格：详设计\r\n3.其他详设计及满足规范要求","个","49","","113.01","5537.49",""]
["23","030904003024","","消火栓按钮","1.名称：消火栓按钮 \r\n2.规格：详设计\r\n3.其他详设计及满足规范要求","个","136","","155.40","21134.40",""]
["24","030904006025","","火警专用电话","1.名称：火警专用电话 \r\n2.规格：详设计\r\n3安装方式：壁装\r\n4.其他详设计及满足规范要求","个","1","","98.59","98.59",""]
["25","030904008026","","输入模块","1.名称：输入模块 \r\n2.规格：详设计 \r\n3.类型：详设计  \r\n4.输出形式：综合考虑\r\n5.其他详设计及满足规范要求","个","36","","315.89","11372.04",""]
["26","030904008027","","输入输出模块","1.名称：输入输出模块 \r\n2.规格：详设计 \r\n3.类型：详设计  \r\n4.输出形式：综合考虑\r\n5.其他详设计及满足规范要求","个","52","","377.17","19612.84",""]
["27","030904008029","","总线隔离器","1.名称：总线隔离器\r\n2.规格：详设计 \r\n3.类型：详设计  \r\n4.输出形式：综合考虑\r\n5.其他详设计及满足规范要求","个","44","","312.49","13749.56",""]
["28","030504002022","","火灾显示盘","1.名称：火灾显示盘\r\n2.规格：满足使用要求\r\n3.安装方式;综合\r\n4.接线端子压线,单体调试\r\n5.其他要求：满足相关标准图集、规范、设计及验收要求等","台","21","","1074.10","22556.10",""]
["29","030904009013","","气体灭火控制盘","1.名称：气体灭火控制盘\r\n2.线制：满足要求\r\n4.安装方式;综合 \r\n5.控制点数量：满足使用要求 \r\n6.显示器类型：满足使用要求\r\n7.接线端子压线,单体调试\r\n8.其他要求：满足相关标准图集、规范、设计及验收要求等","台","1","","6608.77","6608.77","6550.00"]
["30","030904005014","","气体灭火火灾声光警报器","1.名称：气体灭火火灾声光警报器\r\n2.规格：满足使用要求\r\n3.安装方式：综合\r\n4.接线端子压线,单体调试\r\n5.其他要求：满足相关标准图集、规范、设计及验收要求等","个","4","","229.23","916.92",""]
["31","030904005017","","气体灭火放气灯","1 名称:气体灭火放气灯\r\n2.规格：满足使用要求\r\n2 安装形式:综合\r\n4.接线端子压线,单体调试\r\n5.其他要求：满足相关标准图集、规范、设计及验收要求等","个","2","","199.23","398.46","190.00"]
["32","030904003018","","手动/自动切换开关","1.名称：手动/自动切换开关\r\n2.规格：满足使用要求\r\n3.安装方式;综合\r\n4.接线端子压线,单体调试\r\n5.其他要求：满足相关标准图集、规范、设计及验收要求等","个","2","","164.45","328.90","150.00"]
["33","030904003018","","紧急启动/停止按钮","1.名称：紧急启动/停止按钮\r\n2.规格：满足使用要求\r\n3.安装方式;综合\r\n4.接线端子压线,单体调试\r\n5.其他要求：满足相关标准图集、规范、设计及验收要求等","个","2","","118.25","236.50","60.00"]
["34","030411001045","","可挠金属套管 DN20","1.名称：配管\r\n2.材质：可挠金属套管 \r\n3.规格：DN20\r\n4.配置形式：综合考虑 \r\n5.接地要求：详设计 \r\n6.钢索材质、规格：详设计 \r\n7.其他详设计及满足规范要求","m","817.5","","12.49","10210.58",""]
["35","030411004056","","配线 WDZBN-BYJ-2.5mm2","1.名称：配线 \r\n2.配线形式：综合考虑 \r\n3.型号：WDZBN-BYJ\r\n4.规格：2.5mm2 \r\n5.材质：铜芯线 \r\n6.配线部位：综合考虑 \r\n7.配线线制：详设计 \r\n8.钢索材质、规格：详设计\r\n9.其他详设计及满足规范要求","m","4322.84","","3.49","15086.71",""]
["36","030411004057","","配线 WDZBN-BYJ-4mm2","1.名称：配线 \r\n2.配线形式：综合考虑 \r\n3.型号：WDZBN-BYJ\r\n4.规格：4mm2 \r\n5.材质：铜芯线 \r\n6.配线部位：综合考虑 \r\n7.配线线制：详设计 \r\n8.钢索材质、规格：详设计\r\n9.其他详设计及满足规范要求","m","184.8","","4.08","753.98",""]
["37","030411004058","","配线 WDZBN-RYS-2*1.5mm2","1.名称：配线 \r\n2.配线形式：综合考虑 \r\n3.型号：WDZBN-RYS \r\n4.规格：2*1.5mm2 \r\n5.材质：铜芯软线 \r\n6.配线部位：综合考虑 \r\n7.配线线制：详设计 \r\n8.钢索材质、规格：详设计\r\n9.其他详设计及满足规范要求","m","5790.14","","3.83","22176.24",""]
["38","030411004058","","配线 WDZBN-RYJS-2*1.5mm2","1.名称：配线 \r\n2.配线形式：综合考虑 \r\n3.型号：WDZBN-RYJS \r\n4.规格：2*1.5mm2 \r\n5.材质：铜芯软线 \r\n6.配线部位：综合考虑 \r\n7.配线线制：详设计 \r\n8.钢索材质、规格：详设计\r\n9.其他详设计及满足规范要求","m","1320.88","","3.83","5058.97",""]
["39","030905003165","","防火控制装置调试 正压送风阀、排烟阀、防火阀","1.调试内容：正压送风阀、排烟阀、防火阀\r\n2.数量：该标段内的本区域\r\n3.满足验收规范要求，出具调试报告\r\n4.其他要求：满足相关标准图集、规范、设计及验收要求等","个","1","","132.83","132.83",""]
["40","030905003166","","防火控制装置调试 广播、通讯分机及插孔","1.调试内容：广播喇叭及音箱、通讯分机及插孔\r\n2.数量：含本项目全部点位\r\n3.满足验收规范要求，出具调试报告\r\n4.其他要求：满足相关标准图集、规范、设计及验收要求等","个","50","","50.16","2508.00",""]
["41","030905003169","","防火控制装置调试(电梯)","1.名称:防火控制装置调试 \r\n2.类型:消防电梯调试\r\n3.满足验收规范要求，出具调试报告\r\n4.其他要求：满足相关标准图集、规范、设计及验收要求等","部","8","","1373.86","10990.88",""]
["42","030905001170","","自动报警系统调试","1.名称:自动报警系统调试\r\n2.点数:本项目设计的所有火灾报警系统的报警设备的点数\r\n3.满足验收规范要求，出具调试报告\r\n4.其他要求：满足相关标准图集、规范、设计及验收要求等","系统","1","","60604.99","60604.99",""]
["43","030507009013","","消防防火门监控区域分机","1.名称:消防防火门监控区域分机\r\n2.类型:消防防火门监控\r\n3.规格：TFJ-2012\r\n4.安装方式：综合考虑\r\n5.其他：满足设计、规范、相关图集及招标文件要求","台","4","","1733.25","6933.00",""]
["44","030904008074","","防火门控制模块","1.名称：防火门控制模块 \r\n2.规格：二总线通讯,无极性,监视常闭防火门状态 \r\n3.类型：详设计 \r\n4.输出形式：综合考虑\r\n5.其他详设计及满足规范要求","个","40","","338.14","13525.60",""]
["45","030507001075","","门磁开关","1.名称：门磁开关 \r\n2.类别：智能型,金属外壳,可直接接入防火门系统中,可用于单扇或双扇常闭防火门,占用一个地址,参考感应距离≤15mm。 \r\n3.探测范围：综合考虑 \r\n4.安装方式：综合考虑\r\n5.其他详设计及满足规范要求","套","40","","118.89","4755.60",""]
["46","030411004058","","配线 WDZBN-RYJS-2*1.5mm2","1.名称：配线 \r\n2.配线形式：综合考虑 \r\n3.型号：WDZBN-RYJS \r\n4.规格：2*1.5mm2 \r\n5.材质：铜芯软线 \r\n6.配线部位：综合考虑 \r\n7.配线线制：详设计 \r\n8.钢索材质、规格：详设计\r\n9.其他详设计及满足规范要求","m","677.22","","3.83","2593.75",""]
["47","030905001183","","消防防火门监控系统调试","1.名称:消防防火门监控系统调试\r\n2.其他：包括系统范围内全部内容\r\n3.满足验收规范要求，出具调试报告\r\n4.其他要求：满足相关标准图集、规范、设计及验收要求等","系统","1","","3836.89","3836.89",""]
["48","030503006082","","电气火灾监控模块","1.名称：电气火灾监控模块\r\n2.类别：详设计 \r\n3.功能：综合考虑 \r\n4.规格：详设计\r\n5.其他详设计及满足规范要求","台","53","","460.54","24408.62",""]
["49","030411004081","","配线 WDZN-RYS-2*1.5mm2","1.名称：配线 \r\n2.配线形式：综合考虑 \r\n3.型号：WDZN-RYSP\r\n4.规格：2*1.5mm2 \r\n5.材质：铜芯软线 \r\n6.配线部位：综合考虑 \r\n7.配线线制：详设计 \r\n8.钢索材质、规格：详设计\r\n9.其他详设计及满足规范要求","m","463.4","","3.83","1774.82",""]
["50","030905001189","","电气火灾监控系统调试","1.名称:电气火灾监控系统调试\r\n2.其他：包括系统范围内全部内容\r\n3.满足验收规范要求，出具调试报告\r\n4.其他要求：满足相关标准图集、规范、设计及验收要求等","系统","1","","3836.89","3836.89",""]
["51","030503006082","","消防设备电源监控模块","1.名称：消防设备电源监控模块 \r\n2.类别：详设计 \r\n3.功能：综合考虑 \r\n4.规格：详设计\r\n5.其他详设计及满足规范要求","台","6","","480.34","2882.04",""]
["52","030411004084","","配线 WDZCN-RYSP-2*1.5mm2","1.名称：配线 \r\n2.配线形式：综合考虑 \r\n3.型号：WDZCN-RYSP\r\n4.规格：2*1.5mm2 \r\n5.材质：铜芯软线 \r\n6.配线部位：综合考虑 \r\n7.配线线制：详设计 \r\n8.钢索材质、规格：详设计\r\n9.其他详设计及满足规范要求","m","378.65","","5.76","2181.02",""]
["53","030411004085","","配线 WDZBN-BYJ-1.5mm2","1.名称：配线 \r\n2.配线形式：综合考虑 \r\n3.型号：WDZBN-BYJ\r\n4.规格：1.5mm2 \r\n5.材质：铜芯线 \r\n6.配线部位：综合考虑 \r\n7.配线线制：详设计 \r\n8.钢索材质、规格：详设计\r\n9.其他详设计及满足规范要求","m","537.3","","2.56","1375.49",""]
["54","030905001197","","消防设备电源监控系统调试","1.名称:消防设备电源监控系统调试\r\n2.其他：包括系统范围内全部内容\r\n3.满足验收规范要求，出具调试报告\r\n4.其他要求：满足相关标准图集、规范、设计及验收要求等","系统","1","","3836.89","3836.89",""]
["55","030404017007","","A型应急照明集中电源 KW-D-0.6KVA","1.名称：A型应急照明集中电源\r\n2.规格、型号：KW-D-0.6KVA\r\n3.安装形式：挂墙安装\r\n4.不含端子板外部接线、压铜接线端子\r\n5.含支架、开孔，配线，盘柜防火，堵洞等成套配置","台","20","","2053.71","41074.20",""]
["56","030412004081","","集中电源集中控制型消防应急标志灯(单面单向) KW-BLJC-1LEⅡ0.3W-915A","1.名称：集中电源集中控制型消防应急标志灯(单面单向)  \r\n2.规格、型号：KW-BLJC-1LEⅡ0.3W-915A\r\n3.安装形式：嵌墙安装,底边距地面0.5m\r\n4.满足设计图纸及验收规范要求","套","133","","58.52","7783.16",""]
["57","030412004081","","集中电源集中控制型多信息复合标志灯(双面单向) KW-BLJC-2OEⅠ0.3W-919T2A","1.名称：集中电源集中控制型多信息复合标志灯(双面单向) \r\n2.规格、型号：KW-BLJC-2OEⅠ0.3W-919T2A\r\n3.安装形式：吊装,吊顶下0.1m\r\n4.满足设计图纸及验收规范要求","套","52","","59.43","3090.36",""]
["58","030412004081","","楼层显示标志灯","1.名称：楼层显示标志灯\r\n2.规格、型号：详设计\r\n3.安装形式：壁装,底边距地面2.5m\r\n4.满足设计图纸及验收规范要求","套","60","","74.88","4492.80",""]
["59","030412004080","","集中电源集中控制型安全出口标志灯 KW-BLJC-1OEⅡ0.3W-918AA","1.名称：集中电源集中控制型安全出口标志灯   \r\n2.规格、型号：KW-BLJC-1OEⅡ0.3W-918AA\r\n3.安装形式：挂墙安装,门楣上0.1m\r\n4.满足设计图纸及验收规范要求","套","18","","63.79","1148.22",""]
["60","030412004080","","集中电源集中控制型疏散出口标志灯 KW-BLJC-1OEⅡ0.3W-918A","1.名称：集中电源集中控制型疏散出口标志灯   \r\n2.规格、型号：KW-BLJC-1OEⅡ0.3W-918A \r\n3.安装形式：挂墙安装,门楣上0.1m\r\n4.满足设计图纸及验收规范要求","套","48","","58.52","2808.96",""]
["61","030412004080","","集中电源集中控制型消防应急照明灯 KW-ZFJC-E5W-835B,600lm","1.名称：集中电源集中控制型消防应急照明灯   \r\n2.规格、型号：KW-ZFJC-E5W-835B,600lm\r\n3.安装形式：吸顶安装 \r\n4.满足设计图纸及验收规范要求","套","266","","63.90","16997.40",""]
["62","030412004080","","集中电源集中控制型消防应急照明灯（室外型） KW-ZFJC-E5W-835B,600lm","1.名称：集中电源集中控制型消防应急照明灯（室外型） \r\n2.规格、型号：KW-ZFJC-E5W-835B,600lm\r\n3.安装形式：壁装,底边距地面2.5m/门楣上0.1m，在室外或地面上设置时,防护等级不低于IP67。\r\n4.满足设计图纸及验收规范要求","套","16","","67.42","1078.72",""]
["63","030404032090","","无端子外部接线 ≤2.5mm2","1.名称：无端子外部接线 \r\n2.型号、规格：≤2.5mm2  \r\n3.满足设计图纸及验收规范要求","个","100","","8.32","832.00",""]
["64","030411004081","","配线 WDZCN-RYJS-2*2.5mm2","1.名称：配线 \r\n2.配线形式：综合考虑 \r\n3.型号：WDZCN-RYJS\r\n4.规格：2*2.5mm2\r\n5.材质：铜芯软线 \r\n6.配线部位：综合考虑 \r\n7.配线线制：详设计 \r\n8.钢索材质、规格：详设计\r\n9.其他详设计及满足规范要求","m","14241.31","","4.37","62234.52",""]
["65","030411004084","","配线 WDZCN-RYJSP-2*1.5mm2","1.名称：配线 \r\n2.配线形式：综合考虑 \r\n3.型号：WDZCN-RYJSP\r\n4.规格：2*1.5mm2 \r\n5.材质：铜芯软线 \r\n6.配线部位：综合考虑 \r\n7.配线线制：详设计 \r\n8.钢索材质、规格：详设计\r\n9.其他详设计及满足规范要求","m","352.4","","5.76","2029.82",""]
["66","030411001089","","金属软管 DN20","1.名称：金属软管 \r\n2.材质：过塑金属 \r\n3.规格： DN20\r\n4.其他：满足施工规范、验收规范及设计要求","m","482.2","","44.97","21684.53",""]
["67","030905001197","","集中控制应急照明系统调试","1.名称:集中控制应急照明系统调试\r\n2.其他：包括系统范围内全部内容\r\n3.满足验收规范要求，出具调试报告\r\n4.其他要求：满足相关标准图集、规范、设计及验收要求等","系统","1","","3836.89","3836.89",""]
[" "," ","","单价措施项目清单 ",""," "," ",""," "," "," "]
[" "," ","","其他措施项目 ",""," "," ",""," "," "," "]
["68","031302007001","","高层施工增加费"," ","项"," ",""," ","",""]
[" "," ","","分部小计 ",""," "," ",""," "," "," "]
[" "," ","","专业措施项目 ",""," "," ",""," "," "," "]
["69","031301001001","","吊装加固"," ","项"," ",""," ","",""]
["70","031301002001","","金属抱杆安装拆除、移位"," ","项"," ",""," ","",""]
["71","031301003001","","平台铺设、拆除"," ","项"," ",""," ","",""]
["72","031301004001","","顶升、提升装置"," ","项"," ",""," ","",""]
["73","031301005001","","大型设备专用机具"," ","项"," ",""," ","",""]
["74","031301006001","","焊接工艺评定"," ","项"," ",""," ","",""]
["75","031301007001","","胎（模）具制作、安装、拆除"," ","项"," ",""," ","",""]
["76","031301008001","","防护棚制作安装拆除"," ","项"," ",""," ","",""]
["77","031301009001","","特殊地区施工增加"," ","项"," ",""," ","",""]
["78","031301010001","","安装与生产同时进行施工增加"," ","项"," ",""," ","",""]
["79","031301011001","","在有害身体健康环境中施工增加"," ","项"," ",""," ","",""]
["80","031301012001","","工程系统检测、检验"," ","项"," ",""," ","",""]
["81","031301013001","","设备、管道施工的安全、防冻和焊接保护"," ","项"," ",""," ","",""]
["82","031301014001","","焦炉烘炉、热态工程"," ","项"," ",""," ","",""]
["83","031301015001","","管道安拆后的充气保护"," ","项"," ",""," ","",""]
["84","031301016001","","隧道内施工的通风、供水、供气、供电、照明及通讯设施"," ","项"," ",""," ","",""]
["85","031301017001","","脚手架搭拆"," ","项","1","","8896.99","8896.99",""]
["86","031301018001","","其他措施"," ","项"," ",""," ","",""]
[" "," ","","分部小计 ",""," "," ",""," ","8896.99"," "]
[" "," ","","分部小计 ",""," "," ",""," ","8896.99"," "]
["合　　计","","","","","","","","","583248.7","6950"]

{"sheet":"F.4 总价措施项目清单计价表(表-11)【综合教学楼‖综~1","index":25,"n_rows":15,"n_cols":12,"rows_kept":15,"merged":[[0,0,0,11],[1,0,1,1],[1,2,1,5],[1,6,1,7],[1,8,1,11],[2,1,2,2],[2,3,2,4],[2,8,2,9],[3,1,3,2],[3,3,3,4],[3,8,3,9],[4,1,4,2],[4,3,4,4],[4,8,4,9],[5,1,5,2],[5,3,5,4],[5,8,5,9],[6,1,6,2],[6,3,6,4],[6,8,6,9],[7,1,7,2],[7,3,7,4],[7,8,7,9],[8,1,8,2],[8,3,8,4],[8,8,8,9],[9,1,9,2],[9,3,9,4],[9,8,9,9],[10,1,10,2],[10,3,10,4],[10,8,10,9],[11,1,11,2],[11,3,11,4],[11,8,11,9],[12,1,12,2],[12,3,12,4],[12,8,12,9],[13,1,13,2],[13,3,13,4],[13,8,13,9],[14,0,14,6],[14,8,14,9]],"flags":["formulas_cached_only"]}
["总价措施项目清单计价表","","","","","","","","","","",""]
["工程名称：","","凉山州科教园区暨医学类教育服务项目\\综合教学楼【综合教学楼-消防电气】","","","","标段：","","","","",""]
["序 号","项目编码","","项目名称","","计算基础","费率\r\n（%）","金额\r\n（元）","调整费率\r\n(%)","","调整后\r\n金额(元)","备注"]
["1","031302001001","","安全文明施工费",""," "," ","33026.75","","",""," "]
["1.1","①","","环境保护费","","分部分项工程及单价措施项目(定额人工费+定额机械费)","1.1","2613.63","","",""," "]
["1.2","②","","文明施工费","","分部分项工程及单价措施项目(定额人工费+定额机械费)","2.5","5940.06","","",""," "]
["1.3","③","","安全施工费","","分部分项工程及单价措施项目(定额人工费+定额机械费)","3.9","9266.50","","",""," "]
["1.4","④","","临时设施费","","分部分项工程及单价措施项目(定额人工费+定额机械费)","6.4","15206.56","","",""," "]
["2","031302002001","","夜间施工增加费",""," "," ","1140.49","","",""," "]
["3","031302003001","","非夜间施工增加",""," "," ","","","",""," "]
["4","031302004001","","二次搬运费",""," "," ","546.49","","",""," "]
["5","031302005001","","冬雨季施工增加费",""," "," ","855.37","","",""," "]
["6","031302006001","","已完工程及设备保护费",""," "," ","","","",""," "]
["7","031302008001","","工程定位复测费",""," "," ","213.84","","",""," "]
["合　　计","","","","","","","35782.94","-","","-","-"]

{"sheet":"H 规费、税金项目清单计价表(表-13)【综合教学楼‖综合~1","index":26,"n_rows":7,"n_cols":6,"rows_kept":7,"merged":[[0,0,0,5],[1,1,1,2],[1,3,1,4],[6,0,6,4]],"flags":["formulas_cached_only"]}
["规费、税金项目计价表","","","","",""]
["工程名称：","凉山州科教园区暨医学类教育服务项目\\综合教学楼【综合教学楼-消防电气】","","标段：","",""]
["序号","项目名称","计算基础","计算基数","计算费率（％）","金额(元)"]
["1","规费","分部分项定额人工费+单价措施项目定额人工费","232910.98","8.36","19471.36"]
["2","销项增值税额","分部分项工程费+措施项目费+其他项目费+规费+按实计算费用+创优质工程奖补偿奖励费-按规定不计税的工程设备金额-除税甲供材料（设备）费","638503.00","9","57465.27"]
["3","附加税","分部分项工程费+措施项目费+其他项目费+规费+按实计算费用+创优质工程奖补偿奖励费-按规定不计税的工程设备金额-除税甲供材料（设备）费","638503.00","0.313","1998.51"]
["合计","","","","","78935.14"]

{"sheet":"L.2 承包人提供主要材料和工程设备一览表(表-21)【综~1","index":27,"n_rows":61,"n_cols":10,"rows_kept":61,"merged":[[0,0,0,9],[1,1,1,4],[1,5,1,7],[1,8,1,9],[2,4,2,5],[3,4,3,5],[4,4,4,5],[5,4,5,5],[6,4,6,5],[7,4,7,5],[8,4,8,5],[9,4,9,5],[10,4,10,5],[11,4,11,5],[12,4,12,5],[13,4,13,5],[14,4,14,5],[15,4,15,5],[16,4,16,5],[17,4,17,5],[18,4,18,5],[19,4,19,5],[20,4,20,5],[21,4,21,5],[22,4,22,5],[23,4,23,5],[24,4,24,5],[25,4,25,5],[26,4,26,5],[27,4,27,5],[28,4,28,5],[29,4,29,5],[30,4,30,5],[31,4,31,5],[32,4,32,5],[33,4,33,5],[34,4,34,5],[35,4,35,5],[36,4,36,5],[37,4,37,5],[38,4,38,5],[39,4,39,5],[40,4,40,5],[41,4,41,5],[42,4,42,5],[43,4,43,5],[44,4,44,5],[45,4,45,5],[46,4,46,5],[47,4,47,5],[48,4,48,5],[49,4,49,5],[50,4,50,5],[51,4,51,5],[52,4,52,5],[53,4,53,5],[54,4,54,5],[55,4,55,5],[56,4,56,5],[57,4,57,5],[58,4,58,5],[59,4,59,5],[60,4,60,5]],"flags":["formulas_cached_only"]}
[" 承包人提供主要材料和工程设备一览表\r\n（适用造价信息差额调整法）","","","","","","","","",""]
["工程名称：","凉山州科教园区暨医学类教育服务项目\\综合教学楼【综合教学楼-消防电气】","","","","标段：","","","",""]
["序号","名称、规格、型号","单位","数量","风险系数(%)","","基准单价(元)","投标单价(元)","发承包人确认单价(元)","备注"]
["1","智能火灾报警控制器","套","1"," ","","5850.00","",""," "]
["2","火灾报警系统图形显示装置","套","1"," ","","5123.25","",""," "]
["3","火警专用电话主机","套","1"," ","","543.51","",""," "]
["4","总线消防固定电话","个","4"," ","","51.98","",""," "]
["5","城市消防联网接口","个","2"," ","","238.50","",""," "]
["6","110报警外线直通电话","部","1"," ","","59.18","",""," "]
["7","119消防外线直通电话","部","1"," ","","59.18","",""," "]
["8","液位显示仪","个","1"," ","","342.00","",""," "]
["9","消防专用电源","套","2"," ","","1188.00","",""," "]
["10","消防防火门监控主机","台","1"," ","","1782.00","",""," "]
["11","电气火灾监控主机","台","1"," ","","1296.00","",""," "]
["12","消防设备电源监控主机","台","1"," ","","1944.00","",""," "]
["13","应急照明控制器","套","1"," ","","5400.00","",""," "]
["14","总端子箱","台","1"," ","","61.20","",""," "]
["15","消防接线端子箱","台","20"," ","","61.20","",""," "]
["16","模块箱","台","1"," ","","61.20","",""," "]
["17","感烟探测器（编码型）","个","538"," ","","23.36","",""," "]
["18","感温探测器（编码型）","个","8"," ","","22.77","",""," "]
["19","声光警报器","个","49"," ","","31.73","",""," "]
["20","消火栓按钮","个","136"," ","","22.82","",""," "]
["21","输入模块","个","36"," ","","25.86","",""," "]
["22","输入输出模块","个","52"," ","","30.49","",""," "]
["23","总线隔离器","个","44"," ","","19.35","",""," "]
["24","火灾显示盘","台","21"," ","","723.75","",""," "]
["25","配线 WDZBN-BYJ-2.5mm2","m","5014.494"," ","","1.83","",""," "]
["26","配线 WDZBN-BYJ-4mm2","m","203.28"," ","","2.84","",""," "]
["27","配线 WDZBN-RYS-2*1.5mm2","m","6253.351"," ","","2.37","",""," "]
["28","配线 WDZBN-RYJS-2*1.5mm2","m","2157.948"," ","","2.37","",""," "]
["29","消防防火门监控区域分机","台","4"," ","","945.00","",""," "]
["30","防火门控制模块","个","40"," ","","45.00","",""," "]
["31","门磁开关","套","40"," ","","90.00","",""," "]
["32","电气火灾监控模块","台","53"," ","","167.40","",""," "]
["33","配线 WDZN-RYS-2*1.5mm2","m","500.472"," ","","2.37","",""," "]
["34","消防设备电源监控模块","台","6"," ","","187.20","",""," "]
["35","配线 WDZCN-RYSP-2*1.5mm2","m","408.942"," ","","4.16","",""," "]
["36","配线 WDZBN-BYJ-1.5mm2","m","623.268"," ","","1.15","",""," "]
["37","集中电源集中控制型消防应急标志灯(单面单向) KW-BLJC-1LEⅡ0.3W-915A","套","134.33"," ","","27.00","",""," "]
["38","集中电源集中控制型多信息复合标志灯(双面单向) KW-BLJC-2OEⅠ0.3W-919T2A","套","52.52"," ","","27.90","",""," "]
["39","楼层显示标志灯","套","60.6"," ","","43.20","",""," "]
["40","集中电源集中控制型安全出口标志灯 KW-BLJC-1OEⅡ0.3W-918AA","套","18.18"," ","","32.22","",""," "]
["41","集中电源集中控制型疏散出口标志灯 KW-BLJC-1OEⅡ0.3W-918A","套","48.48"," ","","27.00","",""," "]
["42","集中电源集中控制型消防应急照明灯 KW-ZFJC-E5W-835B,600lm","套","268.66"," ","","32.40","",""," "]
["43","集中电源集中控制型消防应急照明灯（室外型） KW-ZFJC-E5W-835B,600lm","套","16.16"," ","","32.40","",""," "]
["44","无端子外部接线 ≤2.5mm2","个","100"," ","","4.50","",""," "]
["45","配线 WDZCN-RYJS-2*2.5mm2","m","15380.615"," ","","2.73","",""," "]
["46","配线 WDZCN-RYJSP-2*1.5mm2","m","380.592"," ","","4.16","",""," "]
["47","金属软管 DN20","m","496.666"," ","","2.45","",""," "]
["48","安防专用电源柜","套","1"," ","","1188.00","",""," "]
["49","带电话插孔手报按钮","个","49"," ","","23.56","",""," "]
["50","火警专用电话","个","1"," ","","59.18","",""," "]
["51","可挠金属套管 DN20","m","866.55"," ","","2.70","",""," "]
["52","A型应急照明集中电源 KW-D-0.6KVA","台","20"," ","","1260.00","",""," "]
["53","消防联动控制器","套","1"," ","","5400.00","",""," "]
["54","气体灭火控制盘","台","1"," ","","6550.00","",""," "]
["55","火灾声光警报器（气体灭火)","只","4"," ","","125.00","",""," "]
["56","气体灭火放气灯","只","2"," ","","95.00","",""," "]
["57","手动/自动切换开关","只","2"," ","","75.00","",""," "]
["58","紧急启动/停止按钮","只","2"," ","","30.00","",""," "]

{"sheet":"E.3 单位工程招标控制价汇总表(表-04)【综合教学楼‖~2","index":28,"n_rows":19,"n_cols":5,"rows_kept":19,"merged":[[0,0,0,4],[1,0,1,1],[2,1,2,2],[3,1,3,2],[4,1,4,2],[5,1,5,2],[6,1,6,2],[7,1,7,2],[8,1,8,2],[9,1,9,2],[10,1,10,2],[11,1,11,2],[12,1,12,2],[13,1,13,2],[14,1,14,2],[15,1,15,2],[16,1,16,2],[17,1,17,2],[18,0,18,2]],"flags":["formulas_cached_only"]}
["单位工程招标控制价汇总表","","","",""]
["工程名称：","","凉山州科教园区暨医学类教育服务项目\\综合教学楼【综合教学楼-消防水】","标段：",""]
["序号","汇总内容","","金  额（元）","其中:暂估价(元)"]
["1","分部分项及单价措施项目","","511409.40"," "]
[" ","气体灭火系统","","56316.86"," "]
["2","总价措施项目","","21394.96","-"]
["2.1","其中：安全文明施工费","","19747.01","-"]
["3","其他项目",""," ","-"]
["3.1","其中：暂列金额",""," ","-"]
["3.2","其中：专业工程暂估价",""," ","-"]
["3.3","其中：计日工",""," ","-"]
["3.4","其中：总承包服务费",""," ","-"]
["4","规费","","11170.91","-"]
["5","创优质工程奖补偿奖励费",""," ","-"]
["6","税前不含税工程造价","","543975.27","-"]
["6.1","其中：除税甲供材料（设备）费",""," ","-"]
["7","销项增值税额","","48957.77","-"]
["8","附加税","","1702.64","-"]
[" 招标控制价/投标报价总价合计=税前不含税工程造价+销项增值税额+附加税","","","594635.68"," "]

{"sheet":"F.1.1 分部分项工程和单价措施项目清单与计价表(表-0~2","index":29,"n_rows":68,"n_cols":11,"rows_kept":68,"merged":[[0,0,0,10],[1,0,1,1],[1,2,1,6],[1,7,1,8],[1,9,1,10],[2,0,4,0],[2,1,4,2],[2,3,4,3],[2,4,4,4],[2,5,4,5],[2,6,4,7],[2,8,2,10],[3,8,4,8],[3,9,4,9],[5,1,5,2],[5,6,5,7],[6,1,6,2],[6,6,6,7],[7,1,7,2],[7,6,7,7],[8,1,8,2],[8,6,8,7],[9,1,9,2],[9,6,9,7],[10,1,10,2],[10,6,10,7],[11,1,11,2],[11,6,11,7],[12,1,12,2],[12,6,12,7],[13,1,13,2],[13,6,13,7],[14,1,14,2],[14,6,14,7],[15,1,15,2],[15,6,15,7],[16,1,16,2],[16,6,16,7],[17,1,17,2],[17,6,17,7],[18,1,18,2],[18,6,18,7],[19,1,19,2],[19,6,19,7],[20,1,20,2],[20,6,20,7],[21,1,21,2],[21,6,21,7],[22,1,22,2],[22,6,22,7],[23,1,23,2],[23,6,23,7],[24,1,24,2],[24,6,24,7],[25,1,25,2],[25,6,25,7],[26,1,26,2],[26,6,26,7],[27,1,27,2],[27,6,27,7],[28,1,28,2],[28,6,28,7],[29,1,29,2],[29,6,29,7],[30,1,30,2],[30,6,30,7],[31,1,31,2],[31,6,31,7],[32,1,32,2],[32,6,32,7],[33,1,33,2],[33,6,33,7],[34,1,34,2],[34,6,34,7],[35,1,35,2],[35,6,35,7],[36,1,36,2],[36,6,36,7],[37,1,37,2],[37,3,37,4],[37,6,37,7],[38,1,38,2],[38,6,38,7],[39,1,39,2],[39,6,39,7],[40,1,40,2],[40,6,40,7],[41,1,41,2],[41,3,41,4],[41,6,41,7],[42,1,42,2],[42,3,42,4],[42,6,42,7],[43,1,43,2],[43,3,43,4],[43,6,43,7],[44,1,44,2],[44,6,44,7],[45,1,45,2],[45,3,45,4],[45,6,45,7],[46,1,46,2],[46,3,46,4],[46,6,46,7],[47,1,47,2],[47,6,47,7],[48,1,48,2],[48,6,48,7],[49,1,49,2],[49,6,49,7],[50,1,50,2],[50,6,50,7],[51,1,51,2],[51,6,51,7],[52,1,52,2],[52,6,52,7],[53,1,53,2],[53,6,53,7],[54,1,54,2],[54,6,54,7],[55,1,55,2],[55,6,55,7],[56,1,56,2],[56,6,56,7],[57,1,57,2],[57,6,57,7],[58,1,58,2],[58,6,58,7],[59,1,59,2],[59,6,59,7],[60,1,60,2],[60,6,60,7],[61,1,61,2],[61,6,61,7],[62,1,62,2],[62,6,62,7],[63,1,63,2],[63,6,63,7],[64,1,64,2],[64,6,64,7],[65,1,65,2],[65,3,65,4],[65,6,65,7],[66,1,66,2],[66,3,66,4],[66,6,66,7],[67,0,67,8]],"flags":["formulas_cached_only"]}
["分部分项工程和单价措施项目清单与计价表","","","","","","","","","",""]
["工程名称：","","凉山州科教园区暨医学类教育服务项目\\综合教学楼【综合教学楼-消防水】","","","","","标段：","","",""]
["序号","项目编码","","项目名称","项目特征","计量\r\n单位","工程\r\n量","","金额（元）","",""]
["","","","","","","","","综合单价","合价","其   中"]
["","","","","","","","","","","暂估价"]
["1","030901002001","","内外壁热浸镀锌加厚钢管 DN65","1.安装部位：室内 \r\n2.材质：内外壁热浸镀锌加厚钢管\r\n3.型号、规格：DN65mm\r\n4.连接形式：卡箍连接\r\n5.含直管、管件费等\r\n6.按规范要求对管道进行吹扫、冲洗、水压试验等\r\n7.其它：满足设计及规范要求","m","215.19","","91.04","19590.90",""]
["2","030901002002","","内外壁热浸镀锌加厚钢管 DN100","1.安装部位：室内\r\n2.材质：内外壁热浸镀锌加厚钢管\r\n3.型号、规格：DN100mm\r\n4.连接形式：卡箍连接\r\n5.含直管、管件费等\r\n6.按规范要求对管道进行吹扫、冲洗、水压试验等\r\n7.其它：满足设计及规范要求","m","1037.31","","123.49","128097.41",""]
["3","030901002001","","内外壁热浸镀锌钢管 DN65","1.安装部位：室内 \r\n2.材质：内外壁热浸镀锌加厚钢管\r\n3.型号、规格：DN65mm\r\n4.连接形式：卡箍连接\r\n5.含直管、管件费等\r\n6.按规范要求对管道进行吹扫、冲洗、水压试验等\r\n7.其它：满足设计及规范要求","m","41.14","","78.05","3210.98",""]
["4","030901002002","","内外壁热浸镀锌钢管 DN100","1.安装部位：室内\r\n2.材质：内外壁热浸镀锌加厚钢管\r\n3.型号、规格：DN100mm\r\n4.连接形式：卡箍连接\r\n5.含直管、管件费等\r\n6.按规范要求对管道进行吹扫、冲洗、水压试验等\r\n7.其它：满足设计及规范要求","m","162.92","","111.23","18121.59",""]
["5","031201001003","","管道刷油","1.名称：管道刷油\r\n2.标志色方式、品种：消火栓管刷樟丹二道,红色调和漆二道;自动喷水管刷樟丹二道,红色黄环调和漆二道。\r\n3.满足设计图纸及验收规范要求","m2","573.76","","7.91","4538.44",""]
["6","030807003004","","带锁定装置的双向型蝶阀 DN65","1.名称：带锁定装置的双向型蝶阀\r\n2.材质：详设计\r\n3.型号、规格：DN65mm \r\n4.连接形式：法兰连接\r\n5.其他：满足设计及规范要求","个","2","","211.38","422.76",""]
["7","030807003005","","带锁定装置的双向型蝶阀 DN100","1.名称：带锁定装置的双向型蝶阀\r\n2.材质：详设计\r\n3.型号、规格：DN100mm \r\n4.连接形式：法兰连接\r\n5.其他：满足设计及规范要求","个","64","","356.73","22830.72",""]
["8","030807003006","","金属波纹管 DN150","1.名称：金属波纹管\r\n2.材质：详设计\r\n3.型号、规格：DN150mm \r\n4.连接形式：法兰连接\r\n5.其他：满足设计及规范要求","个","8","","984.82","7878.56",""]
["9","030901010007","","甲型单栓带灭火器箱组合式消防柜","1.名称：甲型单栓带灭火器箱组合式消防柜\r\n2.安装部位：室内 \r\n3.型号、规格：详设计\r\n4.内配减压稳压消火栓SNW65-Ⅲ、衬胶水龙带25m一条,直流水枪19mm一支.报警按钮和指示灯各1个\r\n5.消火栓按钮另列清单项\r\n6.其他：满足设计及规范要求","套","109","","835.25","91042.25",""]
["10","030901010008","","试验消火栓箱","1.名称：试验消火栓箱\r\n2.安装部位：室内 \r\n3.型号、规格：详设计\r\n4.附件配置：消火栓柜1800×700×180。箱内配SN65或SNW65一个;DN65、L25m衬胶水带一条;φ19mm水枪一支;带消防软管卷盘,软管长度30米\r\n5.消火栓按钮另列清单项\r\n6.其他：满足设计及规范要求","套","2","","187.82","375.64",""]
["11","030901013009","","手提式磷酸铵盐干粉灭火器  MF/ABC4","1.名称：磷酸铵盐干粉灭火器\r\n2.形式：手提式\r\n3.规格、型号：MF/ABC4\r\n4.其它：满足施工图设计要求及施工验收规范要求","具","260","","52.59","13673.40",""]
["12","030901013009","","灭火器放置箱","1.名称：灭火器放置箱\r\n2.形式：挂墙\r\n3.规格、型号：详设计\r\n4.其它：满足施工图设计要求及施工验收规范要求","个","71","","61.16","4342.36",""]
["13","030703022010","","自动排气阀  DN25","1.类型：自动排气阀\r\n2.材质：碳钢\r\n3.型号、规格：WP DN20mm\r\n4.含截止阀\r\n5.其他：满足设计及规范要求","个","2","","57.44","114.88",""]
["14","030815001015","","管道支架制作安装","1.名称：管道支架及套管\r\n2.材质：型钢（综合）\r\n3.支架除锈后刷樟丹二道，灰色调和漆两道\r\n4.其它：满足设计及规范要求","kg","2130.57","","17.69","37689.78",""]
["15","031006002017","","消防系统增压稳压设备","1.设备名称：消防系统增压稳压设备\r\n2.型号、规格：详设计\r\n3.水泵主要技术参数：Q=1L/s,H=22m,N=1.1kW,一用一备,带控制柜及150L稳压罐\r\n5.减震装置形式：减震措施等综合考虑\r\n6.其他详设计及满足规范要求","套","2","","10782.46","21564.92",""]
["16","031003003021","","旋启式止回阀 DN100","1.类型：旋启式止回阀 \r\n2.材质：球墨铸铁阀体 \r\n3.规格、压力等级：DN100 \r\n4.连接形式：法兰连接 \r\n5.焊接方法：详设计\r\n6.含沟槽法兰等综合考虑\r\n7.其他详设计及满足规范要求","个","1","","1077.19","1077.19",""]
["17","031003003024","","旋流防止器 DN100","1.类型：旋流防止器 \r\n2.材质：详设计\r\n3.规格、压力等级：DN100 \r\n4.连接形式：法兰连接 \r\n5.焊接方法：详设计\r\n6.含法兰等综合考虑\r\n7.其他详设计及满足规范要求","个","1","","1091.31","1091.31",""]
["18","030601004025","","流量开关","1.名称：流量开关 \r\n2.型号：详设计 \r\n3.规格：详设计 \r\n4.防雨罩、保护（温）箱形式、材质：详设计 \r\n5.支架形式、材质：详设计\r\n6.其他详设计及满足规范要求","台","1","","970.51","970.51",""]
["19","030601002026","","压力表","1.名称：压力表 \r\n2.型号：详设计 \r\n3.规格：详设计\r\n4.压力表弯材质、规格：详设计 \r\n5.挠性管材质、规格：详设计  \r\n6.支架形式、材质：详设计  \r\n7.调试要求：详设计  \r\n8.脱脂要求：详设计 \r\n9.其他详设计及满足规范要求","台","1","","66.05","66.05",""]
["20","030503006027","","磁耦合液位计（就地显示水位）","1.名称：磁耦合液位计（就地显示水位） \r\n2.类别：详设计 \r\n3.功能：详设计 \r\n4.规格：综合考虑\r\n5.含液位计，玻璃管、截止阀等综合考虑，安装详12S101-96页\r\n6.其他详设计及满足规范要求","台","1","","751.58","751.58",""]
["21","031006015029","","不锈钢消防水箱18m3","1.材质、类型：不锈钢消防水箱 \r\n2.型号、规格：外形尺寸: L*B*H=6000*2500*2000(h),有效容积18m3\r\n3.含内设导流板、带锁具的检修孔、通气管、防虫网罩等附件\r\n4.基础型钢制作安装\r\n5.消防水箱采取防冻隔热保温层,保温做法参考16S401\r\n6.满足设计图纸及验收规范要求","台","1","","24667.40","24667.40",""]
["22","030905002016","","消火栓灭火系统调试","1.系统形式：消火栓灭火系统调试\r\n2.其它：满足施工图设计要求及施工验收规范要求","点","111","","294.56","32696.16",""]
["23","031003003021","","旋启式止回阀 DN150","1.类型：旋启式止回阀 \r\n2.材质：球墨铸铁阀体 \r\n3.规格、压力等级：DN150 \r\n4.连接形式：法兰连接 \r\n5.焊接方法：详设计\r\n6.含沟槽法兰等综合考虑\r\n7.其他详设计及满足规范要求","个","1","","1167.77","1167.77",""]
["24","031003003021","","安全泄压阀 DN150","1.名称：安全泄压阀\r\n2.材质：铸钢\r\n3.型号、规格：DN150 1.6MPa\r\n4.连接形式：卡箍连接\r\n5.含卡箍法兰、附件\r\n6.满足设计图纸及验收规范要求","个","1","","1320.77","1320.77",""]
["25","031001007083","","钢丝网骨架复合给水管 DN150","1.安装部位：室外\r\n2.介质：冷水\r\n3.规格、压力等级：DN150 1.6MPa\r\n4.连接方式：综合考虑\r\n5.包含配套管件及附件\r\n6.含水压试验、管道冲洗等综合考虑\r\n7.其他要求：满足相关标准图集、规范、设计及验收要求等","m","25","","177.41","4435.25",""]
["26","030901002002","","内外壁热浸镀锌加厚钢管 DN100","1.安装部位：室内\r\n2.材质：内外壁热浸镀锌加厚钢管\r\n3.型号、规格：DN100mm\r\n4.连接形式：卡箍连接\r\n5.含直管、管件费等\r\n6.按规范要求对管道进行吹扫、冲洗、水压试验等\r\n7.其它：满足设计及规范要求","m","25.6","","123.49","3161.34",""]
["27","031201001003","","管道刷油","1.名称：管道刷油\r\n2.标志色方式、品种：消火栓管刷樟丹二道,红色调和漆二道;自动喷水管刷樟丹二道,红色黄环调和漆二道。\r\n3.满足设计图纸及验收规范要求","m2","8.52","","7.91","67.39",""]
["28","030807003005","","带锁定装置的双向型蝶阀 DN100","1.名称：带锁定装置的双向型蝶阀\r\n2.材质：详设计\r\n3.型号、规格：DN100mm \r\n4.连接形式：法兰连接\r\n5.其他：满足设计及规范要求","个","2","","356.73","713.46",""]
["29","030807003006","","金属波纹管 DN100","1.名称：金属波纹管\r\n2.材质：详设计\r\n3.型号、规格：DN100mm \r\n4.连接形式：法兰连接\r\n5.其他：满足设计及规范要求","个","2","","696.64","1393.28",""]
["30","031003003021","","旋启式止回阀 DN100","1.类型：旋启式止回阀 \r\n2.材质：球墨铸铁阀体 \r\n3.规格、压力等级：DN100 \r\n4.连接形式：法兰连接 \r\n5.焊接方法：详设计\r\n6.含沟槽法兰等综合考虑\r\n7.其他详设计及满足规范要求","个","1","","1077.19","1077.19",""]
["31","031003003024","","旋流防止器 DN100","1.类型：旋流防止器 \r\n2.材质：详设计\r\n3.规格、压力等级：DN100 \r\n4.连接形式：法兰连接 \r\n5.焊接方法：详设计\r\n6.含法兰等综合考虑\r\n7.其他详设计及满足规范要求","个","1","","1091.31","1091.31",""]
["32","030601004025","","流量开关","1.名称：流量开关 \r\n2.型号：详设计 \r\n3.规格：详设计 \r\n4.防雨罩、保护（温）箱形式、材质：详设计 \r\n5.支架形式、材质：详设计\r\n6.其他详设计及满足规范要求","台","1","","970.51","970.51",""]
[" "," ","","气体灭火系统 ",""," "," ",""," "," "," "]
["33","030703001089","","泄压装置 0.25m2","1.名称：自动泄压阀  \n2.型号：WLZX-025\n3.满足设计图纸及验收规范要求","个","1","","928.58","928.58",""]
["34","030903009091","","柜式七氟丙烷气体灭火装置 GQQ150/2.5-PAVLN","1.名称：柜式七氟丙烷气体灭火装置 \r\n2.规格、型号：GQQ150/2.5-PAVLN\r\n3.安装内容：安装\r\n4.其它说明：含七氟丙烷自动灭火装置，溶剂\r\n5.满足设计图纸及验收规范要求","套","4","","11881.04","47524.16",""]
["35","030905004092","","气体灭火系统装置调试","1.名称：气体灭火系统装置调试\n2.试验容器规格：充装量276kg\n3.含气体试喷\n4.满足设计图纸及验收规范要求","个","4","","1966.03","7864.12",""]
[" "," ","","分部小计 ",""," "," ",""," ","56316.86"," "]
[" "," ","","单价措施项目清单 ",""," "," ",""," "," "," "]
[" "," ","","其他措施项目 ",""," "," ",""," "," "," "]
["36","031302007001","","高层施工增加费"," ","项"," ",""," ","",""]
[" "," ","","分部小计 ",""," "," ",""," "," "," "]
[" "," ","","专业措施项目 ",""," "," ",""," "," "," "]
["37","031301001001","","吊装加固"," ","项"," ",""," ","",""]
["38","031301002001","","金属抱杆安装拆除、移位"," ","项"," ",""," ","",""]
["39","031301003001","","平台铺设、拆除"," ","项"," ",""," ","",""]
["40","031301004001","","顶升、提升装置"," ","项"," ",""," ","",""]
["41","031301005001","","大型设备专用机具"," ","项"," ",""," ","",""]
["42","031301006001","","焊接工艺评定"," ","项"," ",""," ","",""]
["43","031301007001","","胎（模）具制作、安装、拆除"," ","项"," ",""," ","",""]
["44","031301008001","","防护棚制作安装拆除"," ","项"," ",""," ","",""]
["45","031301009001","","特殊地区施工增加"," ","项"," ",""," ","",""]
["46","031301010001","","安装与生产同时进行施工增加"," ","项"," ",""," ","",""]
["47","031301011001","","在有害身体健康环境中施工增加"," ","项"," ",""," ","",""]
["48","031301012001","","工程系统检测、检验"," ","项"," ",""," ","",""]
["49","031301013001","","设备、管道施工的安全、防冻和焊接保护"," ","项"," ",""," ","",""]
["50","031301014001","","焦炉烘炉、热态工程"," ","项"," ",""," ","",""]
["51","031301015001","","管道安拆后的充气保护"," ","项"," ",""," ","",""]
["52","031301016001","","隧道内施工的通风、供水、供气、供电、照明及通讯设施"," ","项"," ",""," ","",""]
["53","031301017001","","脚手架搭拆"," ","项","1","","4879.48","4879.48",""]
["54","031301018001","","其他措施"," ","项"," ",""," ","",""]
[" "," ","","分部小计 ",""," "," ",""," ","4879.48"," "]
[" "," ","","分部小计 ",""," "," ",""," ","4879.48"," "]
["合　　计","","","","","","","","","511409.4",""]

{"sheet":"F.4 总价措施项目清单计价表(表-11)【综合教学楼‖综~2","index":30,"n_rows":15,"n_cols":12,"rows_kept":15,"merged":[[0,0,0,11],[1,0,1,1],[1,2,1,5],[1,6,1,7],[1,8,1,11],[2,1,2,2],[2,3,2,4],[2,8,2,9],[3,1,3,2],[3,3,3,4],[3,8,3,9],[4,1,4,2],[4,3,4,4],[4,8,4,9],[5,1,5,2],[5,3,5,4],[5,8,5,9],[6,1,6,2],[6,3,6,4],[6,8,6,9],[7,1,7,2],[7,3,7,4],[7,8,7,9],[8,1,8,2],[8,3,8,4],[8,8,8,9],[9,1,9,2],[9,3,9,4],[9,8,9,9],[10,1,10,2],[10,3,10,4],[10,8,10,9],[11,1,11,2],[11,3,11,4],[11,8,11,9],[12,1,12,2],[12,3,12,4],[12,8,12,9],[13,1,13,2],[13,3,13,4],[13,8,13,9],[14,0,14,6],[14,8,14,9]],"flags":["formulas_cached_only"]}
["总价措施项目清单计价表","","","","","","","","","","",""]
["工程名称：","","凉山州科教园区暨医学类教育服务项目\\综合教学楼【综合教学楼-消防水】","","","","标段：","","","","",""]
["序 号","项目编码","","项目名称","","计算基础","费率\r\n（%）","金额\r\n（元）","调整费率\r\n(%)","","调整后\r\n金额(元)","备注"]
["1","031302001001","","安全文明施工费",""," "," ","19747.01","","",""," "]
["1.1","①","","环境保护费","","分部分项工程及单价措施项目(定额人工费+定额机械费)","1.1","1562.71","","",""," "]
["1.2","②","","文明施工费","","分部分项工程及单价措施项目(定额人工费+定额机械费)","2.5","3551.62","","",""," "]
["1.3","③","","安全施工费","","分部分项工程及单价措施项目(定额人工费+定额机械费)","3.9","5540.53","","",""," "]
["1.4","④","","临时设施费","","分部分项工程及单价措施项目(定额人工费+定额机械费)","6.4","9092.15","","",""," "]
["2","031302002001","","夜间施工增加费",""," "," ","681.91","","",""," "]
["3","031302003001","","非夜间施工增加",""," "," ","","","",""," "]
["4","031302004001","","二次搬运费",""," "," ","326.75","","",""," "]
["5","031302005001","","冬雨季施工增加费",""," "," ","511.43","","",""," "]
["6","031302006001","","已完工程及设备保护费",""," "," ","","","",""," "]
["7","031302008001","","工程定位复测费",""," "," ","127.86","","",""," "]
["合　　计","","","","","","","21394.96","-","","-","-"]

{"sheet":"H 规费、税金项目清单计价表(表-13)【综合教学楼‖综合~2","index":31,"n_rows":7,"n_cols":6,"rows_kept":7,"merged":[[0,0,0,5],[1,1,1,2],[1,3,1,4],[6,0,6,4]],"flags":["formulas_cached_only"]}
["规费、税金项目计价表","","","","",""]
["工程名称：","凉山州科教园区暨医学类教育服务项目\\综合教学楼【综合教学楼-消防水】","","标段：","",""]
["序号","项目名称","计算基础","计算基数","计算费率（％）","金额(元)"]
["1","规费","分部分项定额人工费+单价措施项目定额人工费","133623.30","8.36","11170.91"]
["2","销项增值税额","分部分项工程费+措施项目费+其他项目费+规费+按实计算费用+创优质工程奖补偿奖励费-按规定不计税的工程设备金额-除税甲供材料（设备）费","543975.27","9","48957.77"]
["3","附加税","分部分项工程费+措施项目费+其他项目费+规费+按实计算费用+创优质工程奖补偿奖励费-按规定不计税的工程设备金额-除税甲供材料（设备）费","543975.27","0.313","1702.64"]
["合计","","","","","61831.32"]

{"sheet":"L.2 承包人提供主要材料和工程设备一览表(表-21)【综~2","index":32,"n_rows":39,"n_cols":10,"rows_kept":39,"merged":[[0,0,0,9],[1,1,1,4],[1,5,1,7],[1,8,1,9],[2,4,2,5],[3,4,3,5],[4,4,4,5],[5,4,5,5],[6,4,6,5],[7,4,7,5],[8,4,8,5],[9,4,9,5],[10,4,10,5],[11,4,11,5],[12,4,12,5],[13,4,13,5],[14,4,14,5],[15,4,15,5],[16,4,16,5],[17,4,17,5],[18,4,18,5],[19,4,19,5],[20,4,20,5],[21,4,21,5],[22,4,22,5],[23,4,23,5],[24,4,24,5],[25,4,25,5],[26,4,26,5],[27,4,27,5],[28,4,28,5],[29,4,29,5],[30,4,30,5],[31,4,31,5],[32,4,32,5],[33,4,33,5],[34,4,34,5],[35,4,35,5],[36,4,36,5],[37,4,37,5],[38,4,38,5]],"flags":["formulas_cached_only"]}
[" 承包人提供主要材料和工程设备一览表\r\n（适用造价信息差额调整法）","","","","","","","","",""]
["工程名称：","凉山州科教园区暨医学类教育服务项目\\综合教学楼【综合教学楼-消防水】","","","","标段：","","","",""]
["序号","名称、规格、型号","单位","数量","风险系数(%)","","基准单价(元)","投标单价(元)","发承包人确认单价(元)","备注"]
["1","沟槽直接头 （含胶圈）DN65","套","42.73"," ","","10.87","",""," "]
["2","消火栓沟槽管件DN65","个","93.404"," ","","15.39","",""," "]
["3","沟槽直接头 （含胶圈）DN100","套","195.089"," ","","17.98","",""," "]
["4","消火栓沟槽管件DN100","个","454.572"," ","","24.64","",""," "]
["5","酚醛调和漆 各色","kg","115.292"," ","","11.15","",""," "]
["6","碳钢平焊法兰DN100","片","152"," ","","27.14","",""," "]
["7","碳钢平焊法兰DN150","片","20"," ","","51.25","",""," "]
["8","型钢","kg","2237.13"," ","","4.50","",""," "]
["9","醇酸防锈漆 C53-1","kg","24.715"," ","","11.00","",""," "]
["10","压力表","台","1"," ","","18.00","",""," "]
["11","磁耦合液位计（就地显示水位）","台","1"," ","","450.00","",""," "]
["12","镀锌加厚钢管DN100","m","1022.491"," ","","60.94","",""," "]
["13","带锁定装置的双向型蝶阀 DN100","个","70"," ","","58.50","",""," "]
["14","旋启式止回阀 DN100","个","2"," ","","781.20","",""," "]
["15","旋流防止器 DN100","个","2"," ","","243.84","",""," "]
["16","消火栓系统增压稳压设备","套","2"," ","","8055.00","",""," "]
["17","流量开关","套","2"," ","","817.20","",""," "]
["18","不锈钢消防水箱18m 3000*4000*2000","台","1"," ","","22500.00","",""," "]
["19","泄压装置 0.25m2","个","1"," ","","500.00","",""," "]
["20","镀锌加厚钢管DN65","m","218.418"," ","","37.81","",""," "]
["21","内外壁热浸镀锌钢管 DN65","m","41.757"," ","","35.614","",""," "]
["22","内外壁热浸镀锌钢管 DN100","m","165.364"," ","","58.31","",""," "]
["23","带锁定装置的双向型蝶阀 DN65","个","2"," ","","39.60","",""," "]
["24","碳钢平焊法兰DN65","片","4"," ","","19.09","",""," "]
["25","金属波纹管DN100","个","2"," ","","414.18","",""," "]
["26","甲型单栓带灭火器箱组合式消防柜","套","109"," ","","668.70","",""," "]
["27","试验消火栓DN65","套","2.02"," ","","67.50","",""," "]
["28","灭火器MF/ABC4","具","260"," ","","45.00","",""," "]
["29","灭火器放置箱","个","71"," ","","27.00","",""," "]
["30","自动排气阀DN25","个","2"," ","","22.50","",""," "]
["31","金属波纹管DN150","个","8"," ","","540.54","",""," "]
["32","旋启式止回阀 DN150","个","1"," ","","697.50","",""," "]
["33","安全泄压阀DN150","个","1"," ","","850.50","",""," "]
["34","钢丝网骨架复合给水管 DN150","m","25.375"," ","","123.58","",""," "]
["35","给水室外钢骨架塑料复合管电熔管件DN150","个","4.35"," ","","162.58","",""," "]
["36","柜式七氟丙烷气体灭火装置 GQQ150/2.5-PAVLN","套","4"," ","","10603.80","",""," "]

{"sheet":"E.3 单位工程招标控制价汇总表(表-04)【文化体验中心‖~","index":33,"n_rows":22,"n_cols":5,"rows_kept":22,"merged":[[0,0,0,4],[1,0,1,1],[2,1,2,2],[3,1,3,2],[4,1,4,2],[5,1,5,2],[6,1,6,2],[7,1,7,2],[8,1,8,2],[9,1,9,2],[10,1,10,2],[11,1,11,2],[12,1,12,2],[13,1,13,2],[14,1,14,2],[15,1,15,2],[16,1,16,2],[17,1,17,2],[18,1,18,2],[19,1,19,2],[20,1,20,2],[21,0,21,2]],"flags":["formulas_cached_only"]}
["单位工程招标控制价汇总表","","","",""]
["工程名称：","","凉山州科教园区暨医学类教育服务项目\\文化体验中心【文化体验中心-消防电气】","标段：",""]
["序号","汇总内容","","金  额（元）","其中:暂估价(元)"]
["1","分部分项及单价措施项目","","65112.47","6950.00"]
[" ","火灾报警系统 ","","34352.28","6950.00"]
[" ","电气火灾监控系统 ","","2688.74"," "]
[" ","消防设备电源监控系统 ","","2242.26"," "]
[" ","集中控制应急照明系统 ","","25246.88"," "]
["2","总价措施项目","","3219.66","-"]
["2.1","其中：安全文明施工费","","2971.67","-"]
["3","其他项目",""," ","-"]
["3.1","其中：暂列金额",""," ","-"]
["3.2","其中：专业工程暂估价",""," ","-"]
["3.3","其中：计日工",""," ","-"]
["3.4","其中：总承包服务费",""," ","-"]
["4","规费","","1771.08","-"]
["5","创优质工程奖补偿奖励费",""," ","-"]
["6","税前不含税工程造价","","70103.21","-"]
["6.1","其中：除税甲供材料（设备）费",""," ","-"]
["7","销项增值税额","","6309.29","-"]
["8","附加税","","219.42","-"]
[" 招标控制价/投标报价总价合计=税前不含税工程造价+销项增值税额+附加税","","","76631.92","6950.00"]

{"sheet":"F.1.1 分部分项工程和单价措施项目清单与计价表(表-0~3","index":34,"n_rows":77,"n_cols":11,"rows_kept":77,"merged":[[0,0,0,10],[1,0,1,1],[1,2,1,6],[1,7,1,8],[1,9,1,10],[2,0,4,0],[2,1,4,2],[2,3,4,3],[2,4,4,4],[2,5,4,5],[2,6,4,7],[2,8,2,10],[3,8,4,8],[3,9,4,9],[5,1,5,2],[5,3,5,4],[5,6,5,7],[6,1,6,2],[6,6,6,7],[7,1,7,2],[7,6,7,7],[8,1,8,2],[8,6,8,7],[9,1,9,2],[9,6,9,7],[10,1,10,2],[10,6,10,7],[11,1,11,2],[11,6,11,7],[12,1,12,2],[12,6,12,7],[13,1,13,2],[13,6,13,7],[14,1,14,2],[14,6,14,7],[15,1,15,2],[15,6,15,7],[16,1,16,2],[16,6,16,7],[17,1,17,2],[17,6,17,7],[18,1,18,2],[18,6,18,7],[19,1,19,2],[19,6,19,7],[20,1,20,2],[20,6,20,7],[21,1,21,2],[21,6,21,7],[22,1,22,2],[22,6,22,7],[23,1,23,2],[23,6,23,7],[24,1,24,2],[24,6,24,7],[25,1,25,2],[25,6,25,7],[26,1,26,2],[26,6,26,7],[27,1,27,2],[27,3,27,4],[27,6,27,7],[28,1,28,2],[28,3,28,4],[28,6,28,7],[29,1,29,2],[29,6,29,7],[30,1,30,2],[30,6,30,7],[31,1,31,2],[31,3,31,4],[31,6,31,7],[32,1,32,2],[32,3,32,4],[32,6,32,7],[33,1,33,2],[33,6,33,7],[34,1,34,2],[34,6,34,7],[35,1,35,2],[35,6,35,7],[36,1,36,2],[36,3,36,4],[36,6,36,7],[37,1,37,2],[37,3,37,4],[37,6,37,7],[38,1,38,2],[38,6,38,7],[39,1,39,2],[39,6,39,7],[40,1,40,2],[40,6,40,7],[41,1,41,2],[41,6,41,7],[42,1,42,2],[42,6,42,7],[43,1,43,2],[43,6,43,7],[44,1,44,2],[44,6,44,7],[45,1,45,2],[45,6,45,7],[46,1,46,2],[46,6,46,7],[47,1,47,2],[47,6,47,7],[48,1,48,2],[48,6,48,7],[49,1,49,2],[49,6,49,7],[50,1,50,2],[50,3,50,4],[50,6,50,7],[51,1,51,2],[51,3,51,4],[51,6,51,7],[52,1,52,2],[52,3,52,4],[52,6,52,7],[53,1,53,2],[53,6,53,7],[54,1,54,2],[54,3,54,4],[54,6,54,7],[55,1,55,2],[55,3,55,4],[55,6,55,7],[56,1,56,2],[56,6,56,7],[57,1,57,2],[57,6,57,7],[58,1,58,2],[58,6,58,7],[59,1,59,2],[59,6,59,7],[60,1,60,2],[60,6,60,7],[61,1,61,2],[61,6,61,7],[62,1,62,2],[62,6,62,7],[63,1,63,2],[63,6,63,7],[64,1,64,2],[64,6,64,7],[65,1,65,2],[65,6,65,7],[66,1,66,2],[66,6,66,7],[67,1,67,2],[67,6,67,7],[68,1,68,2],[68,6,68,7],[69,1,69,2],[69,6,69,7],[70,1,70,2],[70,6,70,7],[71,1,71,2],[71,6,71,7],[72,1,72,2],[72,6,72,7],[73,1,73,2],[73,6,73,7],[74,1,74,2],[74,3,74,4],[74,6,74,7],[75,1,75,2],[75,3,75,4],[75,6,75,7],[76,0,76,8]],"flags":["formulas_cached_only"]}
["分部分项工程和单价措施项目清单与计价表","","","","","","","","","",""]
["工程名称：","","凉山州科教园区暨医学类教育服务项目\\文化体验中心【文化体验中心-消防电气】","","","","","标段：","","",""]
["序号","项目编码","","项目名称","项目特征","计量\r\n单位","工程\r\n量","","金额（元）","",""]
["","","","","","","","","综合单价","合价","其   中"]
["","","","","","","","","","","暂估价"]
[" "," ","","火灾报警系统 ",""," "," ",""," "," "," "]
["1","030904008016","","消防接线端子箱","1.名称：消防端子箱（含各系统的并接端子排）\r\n2.规格：20对\r\n3.类型：详设计 \r\n4.输出形式：综合考虑\r\n5.其他详设计及满足规范要求","台","2","","148.24","296.48",""]
["2","030904001018","","感烟探测器（编码型）","1.名称：感烟探测器（编码型） \r\n2.规格：详设计 \r\n3.线制：详设计 \r\n4.类型：综合考虑\r\n5.其他详设计及满足规范要求","个","101","","73.44","7417.44",""]
["3","030904001019","","感温探测器（编码型）","1.名称：感温探测器（编码型）\r\n2.规格：详设计 \r\n3.线制：详设计 \r\n4.类型：综合考虑\r\n5.其他详设计及满足规范要求","个","10","","72.85","728.50",""]
["4","030904005022","","声光警报器","1.名称：声光警报器\r\n2.规格：详设计\r\n3.安装方式：墙上明设,底边距地2.3米\r\n4.其他详设计及满足规范要求","个","11","","135.96","1495.56",""]
["5","030904003023","","带电话插孔手报按钮","1.名称：带电话插孔手报按钮\r\n2.规格：详设计\r\n3.其他详设计及满足规范要求","个","9","","113.01","1017.09",""]
["6","030904003024","","消火栓按钮","1.名称：消火栓按钮 \r\n2.规格：详设计\r\n3.其他详设计及满足规范要求","个","15","","155.40","2331.00",""]
["7","030904006025","","火警专用电话","1.名称：火警专用电话 \r\n2.规格：详设计\r\n3安装方式：壁装\r\n4.其他详设计及满足规范要求","个","1","","98.59","98.59",""]
["8","030904008029","","总线隔离器","1.名称：总线隔离器\r\n2.规格：详设计 \r\n3.类型：详设计  \r\n4.输出形式：综合考虑\r\n5.其他详设计及满足规范要求","个","6","","312.49","1874.94",""]
["9","030904009013","","气体灭火控制盘","1.名称：气体灭火控制盘\r\n2.线制：满足要求\r\n4.安装方式;综合 \r\n5.控制点数量：满足使用要求 \r\n6.显示器类型：满足使用要求\r\n7.接线端子压线,单体调试\r\n8.其他要求：满足相关标准图集、规范、设计及验收要求等","台","1","","6608.77","6608.77","6550.00"]
["10","030904005014","","气体灭火火灾声光警报器","1.名称：气体灭火火灾声光警报器\r\n2.规格：满足使用要求\r\n3.安装方式：综合\r\n4.接线端子压线,单体调试\r\n5.其他要求：满足相关标准图集、规范、设计及验收要求等","个","4","","229.23","916.92",""]
["11","030904005017","","气体灭火放气灯","1 名称:气体灭火放气灯\r\n2.规格：满足使用要求\r\n2 安装形式:综合\r\n4.接线端子压线,单体调试\r\n5.其他要求：满足相关标准图集、规范、设计及验收要求等","个","2","","199.23","398.46","190.00"]
["12","030904003018","","手动/自动切换开关","1.名称：手动/自动切换开关\r\n2.规格：满足使用要求\r\n3.安装方式;综合\r\n4.接线端子压线,单体调试\r\n5.其他要求：满足相关标准图集、规范、设计及验收要求等","个","2","","164.45","328.90","150.00"]
["13","030904003018","","紧急启动/停止按钮","1.名称：紧急启动/停止按钮\r\n2.规格：满足使用要求\r\n3.安装方式;综合\r\n4.接线端子压线,单体调试\r\n5.其他要求：满足相关标准图集、规范、设计及验收要求等","个","2","","118.25","236.50","60.00"]
["14","030411001045","","可挠金属套管 DN20","1.名称：配管\r\n2.材质：可挠金属套管 \r\n3.规格：DN20\r\n4.配置形式：综合考虑 \r\n5.接地要求：详设计 \r\n6.钢索材质、规格：详设计 \r\n7.其他详设计及满足规范要求","m","126","","12.49","1573.74",""]
["15","030411004056","","配线 WDZBN-BYJ-2.5mm2","1.名称：配线 \r\n2.配线形式：综合考虑 \r\n3.型号：WDZBN-BYJ\r\n4.规格：2.5mm2 \r\n5.材质：铜芯线 \r\n6.配线部位：综合考虑 \r\n7.配线线制：详设计 \r\n8.钢索材质、规格：详设计\r\n9.其他详设计及满足规范要求","m","414.52","","3.49","1446.67",""]
["16","030411004057","","配线 WDZBN-BYJ-4mm2","1.名称：配线 \r\n2.配线形式：综合考虑 \r\n3.型号：WDZBN-BYJ\r\n4.规格：4mm2 \r\n5.材质：铜芯线 \r\n6.配线部位：综合考虑 \r\n7.配线线制：详设计 \r\n8.钢索材质、规格：详设计\r\n9.其他详设计及满足规范要求","m","220.4","","4.08","899.23",""]
["17","030411004058","","配线 WDZCN-RYS-2*1.5mm2","1.名称：配线 \r\n2.配线形式：综合考虑 \r\n3.型号：WDZBN-RYS \r\n4.规格：2*1.5mm2 \r\n5.材质：铜芯软线 \r\n6.配线部位：综合考虑 \r\n7.配线线制：详设计 \r\n8.钢索材质、规格：详设计\r\n9.其他详设计及满足规范要求","m","971.27","","3.83","3719.96",""]
["18","030411004058","","配线 WDZCN-RYJS-2*1.5mm2","1.名称：配线 \r\n2.配线形式：综合考虑 \r\n3.型号：WDZCN-RYJS \r\n4.规格：2*1.5mm2 \r\n5.材质：铜芯软线 \r\n6.配线部位：综合考虑 \r\n7.配线线制：详设计 \r\n8.钢索材质、规格：详设计\r\n9.其他详设计及满足规范要求","m","249.41","","3.83","955.24",""]
["19","030905003165","","防火控制装置调试 正压送风阀、排烟阀、防火阀","1.调试内容：正压送风阀、排烟阀、防火阀\r\n2.数量：该标段内的本区域\r\n3.满足验收规范要求，出具调试报告\r\n4.其他要求：满足相关标准图集、规范、设计及验收要求等","个","1","","132.83","132.83",""]
["20","030905003166","","防火控制装置调试 广播、通讯分机及插孔","1.调试内容：广播喇叭及音箱、通讯分机及插孔\r\n2.数量：含本项目全部点位\r\n3.满足验收规范要求，出具调试报告\r\n4.其他要求：满足相关标准图集、规范、设计及验收要求等","个","10","","50.16","501.60",""]
["21","030905003169","","防火控制装置调试(电梯)","1.名称:防火控制装置调试 \r\n2.类型:消防电梯调试\r\n3.满足验收规范要求，出具调试报告\r\n4.其他要求：满足相关标准图集、规范、设计及验收要求等","部","1","","1373.86","1373.86",""]
[" "," ","","分部小计 ",""," "," ",""," ","34352.28","6950.00"]
[" "," ","","电气火灾监控系统 ",""," "," ",""," "," "," "]
["22","030503006082","","电气火灾监控模块","1.名称：电气火灾监控模块\r\n2.类别：详设计 \r\n3.功能：综合考虑 \r\n4.规格：详设计\r\n5.其他详设计及满足规范要求","台","4","","460.54","1842.16",""]
["23","030411004081","","配线 WDZN-RYS-2*1.5mm2","1.名称：配线 \r\n2.配线形式：综合考虑 \r\n3.型号：WDZN-RYSP\r\n4.规格：2*1.5mm2 \r\n5.材质：铜芯软线 \r\n6.配线部位：综合考虑 \r\n7.配线线制：详设计 \r\n8.钢索材质、规格：详设计\r\n9.其他详设计及满足规范要求","m","221.04","","3.83","846.58",""]
[" "," ","","分部小计 ",""," "," ",""," ","2688.74"," "]
[" "," ","","消防设备电源监控系统 ",""," "," ",""," "," "," "]
["24","030503006082","","消防设备电源监控模块","1.名称：消防设备电源监控模块 \r\n2.类别：详设计 \r\n3.功能：综合考虑 \r\n4.规格：详设计\r\n5.其他详设计及满足规范要求","台","1","","480.34","480.34",""]
["25","030411004084","","配线 WDZCN-RYSP-2*1.5mm2","1.名称：配线 \r\n2.配线形式：综合考虑 \r\n3.型号：WDZCN-RYSP\r\n4.规格：2*1.5mm2 \r\n5.材质：铜芯软线 \r\n6.配线部位：综合考虑 \r\n7.配线线制：详设计 \r\n8.钢索材质、规格：详设计\r\n9.其他详设计及满足规范要求","m","209","","5.76","1203.84",""]
["26","030411004085","","配线 WDZBN-BYJ-1.5mm2","1.名称：配线 \r\n2.配线形式：综合考虑 \r\n3.型号：WDZBN-BYJ\r\n4.规格：1.5mm2 \r\n5.材质：铜芯线 \r\n6.配线部位：综合考虑 \r\n7.配线线制：详设计 \r\n8.钢索材质、规格：详设计\r\n9.其他详设计及满足规范要求","m","218","","2.56","558.08",""]
[" "," ","","分部小计 ",""," "," ",""," ","2242.26"," "]
[" "," ","","集中控制应急照明系统 ",""," "," ",""," "," "," "]
["27","030404017007","","A型应急照明集中电源 KW-D-0.6KVA","1.名称：A型应急照明集中电源\r\n2.规格、型号：KW-D-0.6KVA\r\n3.安装形式：挂墙安装\r\n4.不含端子板外部接线、压铜接线端子\r\n5.含支架、开孔，配线，盘柜防火，堵洞等成套配置","台","2","","2053.71","4107.42",""]
["28","030412004081","","集中电源集中控制型消防应急标志灯(单面单向) KW-BLJC-1LEⅡ0.3W-915A","1.名称：集中电源集中控制型消防应急标志灯(单面单向)  \r\n2.规格、型号：KW-BLJC-1LEⅡ0.3W-915A\r\n3.安装形式：嵌墙安装,底边距地面0.5m\r\n4.满足设计图纸及验收规范要求","套","36","","58.52","2106.72",""]
["29","030412004081","","集中电源集中控制型多信息复合标志灯(双面单向) KW-BLJC-2OEⅠ0.3W-919T2A","1.名称：集中电源集中控制型多信息复合标志灯(双面单向) \r\n2.规格、型号：KW-BLJC-2OEⅠ0.3W-919T2A\r\n3.安装形式：吊装,吊顶下0.1m\r\n4.满足设计图纸及验收规范要求","套","9","","59.43","534.87",""]
["30","030412004081","","楼层显示标志灯","1.名称：楼层显示标志灯\r\n2.规格、型号：详设计\r\n3.安装形式：壁装,底边距地面2.5m\r\n4.满足设计图纸及验收规范要求","套","3","","74.88","224.64",""]
["31","030412004080","","集中电源集中控制型安全出口标志灯 KW-BLJC-1OEⅡ0.3W-918AA","1.名称：集中电源集中控制型安全出口标志灯   \r\n2.规格、型号：KW-BLJC-1OEⅡ0.3W-918AA\r\n3.安装形式：挂墙安装,门楣上0.1m\r\n4.满足设计图纸及验收规范要求","套","3","","63.79","191.37",""]
["32","030412004080","","集中电源集中控制型疏散出口标志灯 KW-BLJC-1OEⅡ0.3W-918A","1.名称：集中电源集中控制型疏散出口标志灯   \r\n2.规格、型号：KW-BLJC-1OEⅡ0.3W-918A \r\n3.安装形式：挂墙安装,门楣上0.1m\r\n4.满足设计图纸及验收规范要求","套","15","","58.52","877.80",""]
["33","030412004080","","集中电源集中控制型消防应急照明灯 KW-ZFJC-E5W-835B,600lm","1.名称：集中电源集中控制型消防应急照明灯   \r\n2.规格、型号：KW-ZFJC-E5W-835B,600lm\r\n3.安装形式：吸顶安装 \r\n4.满足设计图纸及验收规范要求","套","81","","63.90","5175.90",""]
["34","030412004080","","集中电源集中控制型消防应急照明灯（室外型） KW-ZFJC-E5W-835B,600lm","1.名称：集中电源集中控制型消防应急照明灯（室外型） \r\n2.规格、型号：KW-ZFJC-E5W-835B,600lm\r\n3.安装形式：壁装,底边距地面2.5m/门楣上0.1m，在室外或地面上设置时,防护等级不低于IP67。\r\n4.满足设计图纸及验收规范要求","套","3","","67.42","202.26",""]
["35","030404032090","","无端子外部接线 ≤2.5mm2","1.名称：无端子外部接线 \r\n2.型号、规格：≤2.5mm2  \r\n3.满足设计图纸及验收规范要求","个","16","","8.32","133.12",""]
["36","030411004081","","配线 WDZCN-RYJS-2*2.5mm2","1.名称：配线 \r\n2.配线形式：综合考虑 \r\n3.型号：WDZCN-RYJS\r\n4.规格：2*2.5mm2\r\n5.材质：铜芯软线 \r\n6.配线部位：综合考虑 \r\n7.配线线制：详设计 \r\n8.钢索材质、规格：详设计\r\n9.其他详设计及满足规范要求","m","1141.6","","4.37","4988.79",""]
["37","030411004084","","配线 WDZCN-RYJSP-2*1.5mm2","1.名称：配线 \r\n2.配线形式：综合考虑 \r\n3.型号：WDZCN-RYJSP\r\n4.规格：2*1.5mm2 \r\n5.材质：铜芯软线 \r\n6.配线部位：综合考虑 \r\n7.配线线制：详设计 \r\n8.钢索材质、规格：详设计\r\n9.其他详设计及满足规范要求","m","215.3","","5.76","1240.13",""]
["38","030411001089","","金属软管 DN20","1.名称：金属软管 \r\n2.材质：过塑金属 \r\n3.规格： DN20\r\n4.其他：满足施工规范、验收规范及设计要求","m","121.5","","44.97","5463.86",""]
[" "," ","","分部小计 ",""," "," ",""," ","25246.88"," "]
[" "," ","","单价措施项目清单 ",""," "," ",""," "," "," "]
[" "," ","","其他措施项目 ",""," "," ",""," "," "," "]
["39","031302007001","","高层施工增加费"," ","项"," ",""," ","",""]
[" "," ","","分部小计 ",""," "," ",""," "," "," "]
[" "," ","","专业措施项目 ",""," "," ",""," "," "," "]
["40","031301001001","","吊装加固"," ","项"," ",""," ","",""]
["41","031301002001","","金属抱杆安装拆除、移位"," ","项"," ",""," ","",""]
["42","031301003001","","平台铺设、拆除"," ","项"," ",""," ","",""]
["43","031301004001","","顶升、提升装置"," ","项"," ",""," ","",""]
["44","031301005001","","大型设备专用机具"," ","项"," ",""," ","",""]
["45","031301006001","","焊接工艺评定"," ","项"," ",""," ","",""]
["46","031301007001","","胎（模）具制作、安装、拆除"," ","项"," ",""," ","",""]
["47","031301008001","","防护棚制作安装拆除"," ","项"," ",""," ","",""]
["48","031301009001","","特殊地区施工增加"," ","项"," ",""," ","",""]
["49","031301010001","","安装与生产同时进行施工增加"," ","项"," ",""," ","",""]
["50","031301011001","","在有害身体健康环境中施工增加"," ","项"," ",""," ","",""]
["51","031301012001","","工程系统检测、检验"," ","项"," ",""," ","",""]
["52","031301013001","","设备、管道施工的安全、防冻和焊接保护"," ","项"," ",""," ","",""]
["53","031301014001","","焦炉烘炉、热态工程"," ","项"," ",""," ","",""]
["54","031301015001","","管道安拆后的充气保护"," ","项"," ",""," ","",""]
["55","031301016001","","隧道内施工的通风、供水、供气、供电、照明及通讯设施"," ","项"," ",""," ","",""]
["56","031301017001","","脚手架搭拆"," ","项","1","","582.31","582.31",""]
["57","031301018001","","其他措施"," ","项"," ",""," ","",""]
[" "," ","","分部小计 ",""," "," ",""," ","582.31"," "]
[" "," ","","分部小计 ",""," "," ",""," ","582.31"," "]
["合　　计","","","","","","","","","65112.47","6950"]

{"sheet":"F.4 总价措施项目清单计价表(表-11)【文化体验中心‖文~","index":35,"n_rows":15,"n_cols":12,"rows_kept":15,"merged":[[0,0,0,11],[1,0,1,1],[1,2,1,5],[1,6,1,7],[1,8,1,11],[2,1,2,2],[2,3,2,4],[2,8,2,9],[3,1,3,2],[3,3,3,4],[3,8,3,9],[4,1,4,2],[4,3,4,4],[4,8,4,9],[5,1,5,2],[5,3,5,4],[5,8,5,9],[6,1,6,2],[6,3,6,4],[6,8,6,9],[7,1,7,2],[7,3,7,4],[7,8,7,9],[8,1,8,2],[8,3,8,4],[8,8,8,9],[9,1,9,2],[9,3,9,4],[9,8,9,9],[10,1,10,2],[10,3,10,4],[10,8,10,9],[11,1,11,2],[11,3,11,4],[11,8,11,9],[12,1,12,2],[12,3,12,4],[12,8,12,9],[13,1,13,2],[13,3,13,4],[13,8,13,9],[14,0,14,6],[14,8,14,9]],"flags":["formulas_cached_only"]}
["总价措施项目清单计价表","","","","","","","","","","",""]
["工程名称：","","凉山州科教园区暨医学类教育服务项目\\文化体验中心【文化体验中心-消防电气】","","","","标段：","","","","",""]
["序 号","项目编码","","项目名称","","计算基础","费率\r\n（%）","金额\r\n（元）","调整费率\r\n(%)","","调整后\r\n金额(元)","备注"]
["1","031302001001","","安全文明施工费",""," "," ","2971.67","","",""," "]
["1.1","①","","环境保护费","","分部分项工程及单价措施项目(定额人工费+定额机械费)","1.1","235.17","","",""," "]
["1.2","②","","文明施工费","","分部分项工程及单价措施项目(定额人工费+定额机械费)","2.5","534.47","","",""," "]
["1.3","③","","安全施工费","","分部分项工程及单价措施项目(定额人工费+定额机械费)","3.9","833.78","","",""," "]
["1.4","④","","临时设施费","","分部分项工程及单价措施项目(定额人工费+定额机械费)","6.4","1368.25","","",""," "]
["2","031302002001","","夜间施工增加费",""," "," ","102.62","","",""," "]
["3","031302003001","","非夜间施工增加",""," "," ","","","",""," "]
["4","031302004001","","二次搬运费",""," "," ","49.17","","",""," "]
["5","031302005001","","冬雨季施工增加费",""," "," ","76.96","","",""," "]
["6","031302006001","","已完工程及设备保护费",""," "," ","","","",""," "]
["7","031302008001","","工程定位复测费",""," "," ","19.24","","",""," "]
["合　　计","","","","","","","3219.66","-","","-","-"]

{"sheet":"H 规费、税金项目清单计价表(表-13)【文化体验中心‖文化~","index":36,"n_rows":7,"n_cols":6,"rows_kept":7,"merged":[[0,0,0,5],[1,1,1,2],[1,3,1,4],[6,0,6,4]],"flags":["formulas_cached_only"]}
["规费、税金项目计价表","","","","",""]
["工程名称：","凉山州科教园区暨医学类教育服务项目\\文化体验中心【文化体验中心-消防电气】","","标段：","",""]
["序号","项目名称","计算基础","计算基数","计算费率（％）","金额(元)"]
["1","规费","分部分项定额人工费+单价措施项目定额人工费","21185.19","8.36","1771.08"]
["2","销项增值税额","分部分项工程费+措施项目费+其他项目费+规费+按实计算费用+创优质工程奖补偿奖励费-按规定不计税的工程设备金额-除税甲供材料（设备）费","70103.21","9","6309.29"]
["3","附加税","分部分项工程费+措施项目费+其他项目费+规费+按实计算费用+创优质工程奖补偿奖励费-按规定不计税的工程设备金额-除税甲供材料（设备）费","70103.21","0.313","219.42"]
["合计","","","","","8299.79"]

{"sheet":"L.2 承包人提供主要材料和工程设备一览表(表-21)【文化~","index":37,"n_rows":38,"n_cols":10,"rows_kept":38,"merged":[[0,0,0,9],[1,1,1,4],[1,5,1,7],[1,8,1,9],[2,4,2,5],[3,4,3,5],[4,4,4,5],[5,4,5,5],[6,4,6,5],[7,4,7,5],[8,4,8,5],[9,4,9,5],[10,4,10,5],[11,4,11,5],[12,4,12,5],[13,4,13,5],[14,4,14,5],[15,4,15,5],[16,4,16,5],[17,4,17,5],[18,4,18,5],[19,4,19,5],[20,4,20,5],[21,4,21,5],[22,4,22,5],[23,4,23,5],[24,4,24,5],[25,4,25,5],[26,4,26,5],[27,4,27,5],[28,4,28,5],[29,4,29,5],[30,4,30,5],[31,4,31,5],[32,4,32,5],[33,4,33,5],[34,4,34,5],[35,4,35,5],[36,4,36,5],[37,4,37,5]],"flags":["formulas_cached_only"]}
[" 承包人提供主要材料和工程设备一览表\r\n（适用造价信息差额调整法）","","","","","","","","",""]
["工程名称：","凉山州科教园区暨医学类教育服务项目\\文化体验中心【文化体验中心-消防电气】","","","","标段：","","","",""]
["序号","名称、规格、型号","单位","数量","风险系数(%)","","基准单价(元)","投标单价(元)","发承包人确认单价(元)","备注"]
["1","消防接线端子箱","台","2"," ","","61.20","",""," "]
["2","感烟探测器（编码型）","个","101"," ","","23.36","",""," "]
["3","感温探测器（编码型）","个","10"," ","","22.77","",""," "]
["4","声光警报器","个","11"," ","","31.73","",""," "]
["5","消火栓按钮","个","15"," ","","22.82","",""," "]
["6","总线隔离器","个","6"," ","","19.35","",""," "]
["7","配线 WDZBN-BYJ-2.5mm2","m","480.843"," ","","1.83","",""," "]
["8","配线 WDZBN-BYJ-4mm2","m","242.44"," ","","2.84","",""," "]
["9","电气火灾监控模块","台","4"," ","","167.40","",""," "]
["10","配线 WDZN-RYS-2*1.5mm2","m","238.723"," ","","2.37","",""," "]
["11","消防设备电源监控模块","台","1"," ","","187.20","",""," "]
["12","配线 WDZCN-RYSP-2*1.5mm2","m","225.72"," ","","4.16","",""," "]
["13","配线 WDZBN-BYJ-1.5mm2","m","252.88"," ","","1.15","",""," "]
["14","集中电源集中控制型消防应急标志灯(单面单向) KW-BLJC-1LEⅡ0.3W-915A","套","36.36"," ","","27.00","",""," "]
["15","集中电源集中控制型多信息复合标志灯(双面单向) KW-BLJC-2OEⅠ0.3W-919T2A","套","9.09"," ","","27.90","",""," "]
["16","楼层显示标志灯","套","3.03"," ","","43.20","",""," "]
["17","集中电源集中控制型安全出口标志灯 KW-BLJC-1OEⅡ0.3W-918AA","套","3.03"," ","","32.22","",""," "]
["18","集中电源集中控制型疏散出口标志灯 KW-BLJC-1OEⅡ0.3W-918A","套","15.15"," ","","27.00","",""," "]
["19","集中电源集中控制型消防应急照明灯 KW-ZFJC-E5W-835B,600lm","套","81.81"," ","","32.40","",""," "]
["20","集中电源集中控制型消防应急照明灯（室外型） KW-ZFJC-E5W-835B,600lm","套","3.03"," ","","32.40","",""," "]
["21","无端子外部接线 ≤2.5mm2","个","16"," ","","4.50","",""," "]
["22","配线 WDZCN-RYJS-2*2.5mm2","m","1232.928"," ","","2.73","",""," "]
["23","配线 WDZCN-RYJSP-2*1.5mm2","m","232.524"," ","","4.16","",""," "]
["24","金属软管 DN20","m","125.145"," ","","2.45","",""," "]
["25","配线 WDZCN-RYS-2*1.5mm2","m","1048.972"," ","","2.37","",""," "]
["26","配线 WDZCN-RYJS-2*1.5mm2","m","269.363"," ","","2.37","",""," "]
["27","带电话插孔手报按钮","个","9"," ","","23.56","",""," "]
["28","火警专用电话","个","1"," ","","59.18","",""," "]
["29","可挠金属套管 DN20","m","133.56"," ","","2.70","",""," "]
["30","A型应急照明集中电源 KW-D-0.6KVA","台","2"," ","","1260.00","",""," "]
["31","气体灭火控制盘","台","1"," ","","6550.00","",""," "]
["32","火灾声光警报器（气体灭火)","只","4"," ","","125.00","",""," "]
["33","气体灭火放气灯","只","2"," ","","95.00","",""," "]
["34","手动/自动切换开关","只","2"," ","","75.00","",""," "]
["35","紧急启动/停止按钮","只","2"," ","","30.00","",""," "]

{"sheet":"E.3 单位工程招标控制价汇总表(表-04)【文化体验中心~1","index":38,"n_rows":21,"n_cols":5,"rows_kept":21,"merged":[[0,0,0,4],[1,0,1,1],[2,1,2,2],[3,1,3,2],[4,1,4,2],[5,1,5,2],[6,1,6,2],[7,1,7,2],[8,1,8,2],[9,1,9,2],[10,1,10,2],[11,1,11,2],[12,1,12,2],[13,1,13,2],[14,1,14,2],[15,1,15,2],[16,1,16,2],[17,1,17,2],[18,1,18,2],[19,1,19,2],[20,0,20,2]],"flags":["formulas_cached_only"]}
["单位工程招标控制价汇总表","","","",""]
["工程名称：","","凉山州科教园区暨医学类教育服务项目\\文化体验中心【文化体验中心－消防水】","标段：",""]
["序号","汇总内容","","金  额（元）","其中:暂估价(元)"]
["1","分部分项及单价措施项目","","331476.22"," "]
[" ","0309 消火栓系统 ","","83330.97"," "]
[" ","0309 喷淋系统 ","","201457.38"," "]
[" ","气体灭火系统","","42469.79"," "]
["2","总价措施项目","","16529.69","-"]
["2.1","其中：安全文明施工费","","15256.49","-"]
["3","其他项目",""," ","-"]
["3.1","其中：暂列金额",""," ","-"]
["3.2","其中：专业工程暂估价",""," ","-"]
["3.3","其中：计日工",""," ","-"]
["3.4","其中：总承包服务费",""," ","-"]
["4","规费","","8685.31","-"]
["5","创优质工程奖补偿奖励费",""," ","-"]
["6","税前不含税工程造价","","356691.22","-"]
["6.1","其中：除税甲供材料（设备）费",""," ","-"]
["7","销项增值税额","","32102.21","-"]
["8","附加税","","1116.44","-"]
[" 招标控制价/投标报价总价合计=税前不含税工程造价+销项增值税额+附加税","","","389909.87"," "]

{"sheet":"F.1.1 分部分项工程和单价措施项目清单与计价表(表-0~4","index":39,"n_rows":84,"n_cols":11,"rows_kept":84,"merged":[[0,0,0,10],[1,0,1,1],[1,2,1,6],[1,7,1,8],[1,9,1,10],[2,0,4,0],[2,1,4,2],[2,3,4,3],[2,4,4,4],[2,5,4,5],[2,6,4,7],[2,8,2,10],[3,8,4,8],[3,9,4,9],[5,1,5,2],[5,3,5,4],[5,6,5,7],[6,1,6,2],[6,6,6,7],[7,1,7,2],[7,6,7,7],[8,1,8,2],[8,6,8,7],[9,1,9,2],[9,6,9,7],[10,1,10,2],[10,6,10,7],[11,1,11,2],[11,6,11,7],[12,1,12,2],[12,6,12,7],[13,1,13,2],[13,6,13,7],[14,1,14,2],[14,6,14,7],[15,1,15,2],[15,6,15,7],[16,1,16,2],[16,6,16,7],[17,1,17,2],[17,6,17,7],[18,1,18,2],[18,6,18,7],[19,1,19,2],[19,3,19,4],[19,6,19,7],[20,1,20,2],[20,3,20,4],[20,6,20,7],[21,1,21,2],[21,6,21,7],[22,1,22,2],[22,6,22,7],[23,1,23,2],[23,6,23,7],[24,1,24,2],[24,6,24,7],[25,1,25,2],[25,6,25,7],[26,1,26,2],[26,6,26,7],[27,1,27,2],[27,6,27,7],[28,1,28,2],[28,6,28,7],[29,1,29,2],[29,6,29,7],[30,1,30,2],[30,6,30,7],[31,1,31,2],[31,6,31,7],[32,1,32,2],[32,6,32,7],[33,1,33,2],[33,6,33,7],[34,1,34,2],[34,6,34,7],[35,1,35,2],[35,6,35,7],[36,1,36,2],[36,6,36,7],[37,1,37,2],[37,6,37,7],[38,1,38,2],[38,6,38,7],[39,1,39,2],[39,6,39,7],[40,1,40,2],[40,6,40,7],[41,1,41,2],[41,6,41,7],[42,1,42,2],[42,6,42,7],[43,1,43,2],[43,6,43,7],[44,1,44,2],[44,6,44,7],[45,1,45,2],[45,6,45,7],[46,1,46,2],[46,6,46,7],[47,1,47,2],[47,6,47,7],[48,1,48,2],[48,6,48,7],[49,1,49,2],[49,6,49,7],[50,1,50,2],[50,6,50,7],[51,1,51,2],[51,6,51,7],[52,1,52,2],[52,3,52,4],[52,6,52,7],[53,1,53,2],[53,3,53,4],[53,6,53,7],[54,1,54,2],[54,6,54,7],[55,1,55,2],[55,6,55,7],[56,1,56,2],[56,6,56,7],[57,1,57,2],[57,3,57,4],[57,6,57,7],[58,1,58,2],[58,3,58,4],[58,6,58,7],[59,1,59,2],[59,3,59,4],[59,6,59,7],[60,1,60,2],[60,6,60,7],[61,1,61,2],[61,3,61,4],[61,6,61,7],[62,1,62,2],[62,3,62,4],[62,6,62,7],[63,1,63,2],[63,6,63,7],[64,1,64,2],[64,6,64,7],[65,1,65,2],[65,6,65,7],[66,1,66,2],[66,6,66,7],[67,1,67,2],[67,6,67,7],[68,1,68,2],[68,6,68,7],[69,1,69,2],[69,6,69,7],[70,1,70,2],[70,6,70,7],[71,1,71,2],[71,6,71,7],[72,1,72,2],[72,6,72,7],[73,1,73,2],[73,6,73,7],[74,1,74,2],[74,6,74,7],[75,1,75,2],[75,6,75,7],[76,1,76,2],[76,6,76,7],[77,1,77,2],[77,6,77,7],[78,1,78,2],[78,6,78,7],[79,1,79,2],[79,6,79,7],[80,1,80,2],[80,6,80,7],[81,1,81,2],[81,3,81,4],[81,6,81,7],[82,1,82,2],[82,3,82,4],[82,6,82,7],[83,0,83,8]],"flags":["formulas_cached_only"]}
["分部分项工程和单价措施项目清单与计价表","","","","","","","","","",""]
["工程名称：","","凉山州科教园区暨医学类教育服务项目\\文化体验中心【文化体验中心－消防水】","","","","","标段：","","",""]
["序号","项目编码","","项目名称","项目特征","计量\r\n单位","工程\r\n量","","金额（元）","",""]
["","","","","","","","","综合单价","合价","其   中"]
["","","","","","","","","","","暂估价"]
[" "," ","","0309 消火栓系统 ",""," "," ",""," "," "," "]
["1","030901002001","","内外壁热浸镀锌加厚钢管 DN65","1.安装部位：室内 \r\n2.材质：内外壁热浸镀锌加厚钢管\r\n3.型号、规格：DN65mm\r\n4.连接形式：卡箍连接\r\n5.含直管、管件费等\r\n6.按规范要求对管道进行吹扫、冲洗、水压试验等\r\n7.其它：满足设计及规范要求","m","118.88","","91.04","10822.84",""]
["2","030901002002","","内外壁热浸镀锌加厚钢管 DN150","1.安装部位：室内\r\n2.材质：内外壁热浸镀锌加厚钢管\r\n3.型号、规格：DN150mm\r\n4.连接形式：卡箍连接\r\n5.含直管、管件费等\r\n6.按规范要求对管道进行吹扫、冲洗、水压试验等\r\n7.其它：满足设计及规范要求","m","156.96","","203.07","31873.87",""]
["3","031201001003","","管道刷油","1.名称：管道刷油\r\n2.标志色方式、品种：消火栓管刷樟丹二道,红色调和漆二道;自动喷水管刷樟丹二道,红色黄环调和漆二道。\r\n3.满足设计图纸及验收规范要求","m2","105.61","","7.91","835.38",""]
["4","030807003004","","带锁定装置的双向型蝶阀 DN65","1.名称：带锁定装置的双向型蝶阀\r\n2.材质：详设计\r\n3.型号、规格：DN65mm \r\n4.连接形式：法兰连接\r\n5.其他：满足设计及规范要求","个","1","","211.38","211.38",""]
["5","030807003005","","带锁定装置的双向型蝶阀 DN150","1.名称：带锁定装置的双向型蝶阀\r\n2.材质：详设计\r\n3.型号、规格：DN150mm \r\n4.连接形式：法兰连接\r\n5.其他：满足设计及规范要求","个","9","","541.74","4875.66",""]
["6","030807003006","","金属波纹管 DN150","1.名称：金属波纹管\r\n2.材质：详设计\r\n3.型号、规格：DN150mm \r\n4.连接形式：法兰连接\r\n5.其他：满足设计及规范要求","个","4","","984.82","3939.28",""]
["7","030901010007","","甲型单栓带灭火器箱组合式消防柜","1.名称：甲型单栓带灭火器箱组合式消防柜\r\n2.安装部位：室内 \r\n3.型号、规格：详设计\r\n4.内配减压稳压消火栓SNW65-Ⅲ、衬胶水龙带25m一条,直流水枪19mm一支.报警按钮和指示灯各1个\r\n5.消火栓按钮另列清单项\r\n6.其他：满足设计及规范要求","套","17","","835.25","14199.25",""]
["8","030901013009","","手提式磷酸铵盐干粉灭火器  MF/ABC4","1.名称：磷酸铵盐干粉灭火器\r\n2.形式：手提式\r\n3.规格、型号：MF/ABC4\r\n4.其它：满足施工图设计要求及施工验收规范要求","具","66","","52.59","3470.94",""]
["9","030901013009","","灭火器放置箱","1.名称：灭火器放置箱\r\n2.形式：挂墙\r\n3.规格、型号：详设计\r\n4.其它：满足施工图设计要求及施工验收规范要求","个","16","","61.16","978.56",""]
["10","030703022010","","自动排气阀  DN25","1.类型：自动排气阀\r\n2.材质：碳钢\r\n3.型号、规格：WP DN20mm\r\n4.含截止阀\r\n5.其他：满足设计及规范要求","个","2","","57.44","114.88",""]
["11","030815001015","","管道支架制作安装","1.名称：管道支架及套管\r\n2.材质：型钢（综合）\r\n3.支架除锈后刷樟丹二道，灰色调和漆两道\r\n4.其它：满足设计及规范要求","kg","392.05","","17.69","6935.36",""]
["12","030601002026","","压力表","1.名称：压力表 \r\n2.型号：详设计 \r\n3.规格：详设计\r\n4.压力表弯材质、规格：详设计 \r\n5.挠性管材质、规格：详设计  \r\n6.支架形式、材质：详设计  \r\n7.调试要求：详设计  \r\n8.脱脂要求：详设计 \r\n9.其他详设计及满足规范要求","台","1","","66.05","66.05",""]
["13","030905002016","","消火栓灭火系统调试","1.系统形式：消火栓灭火系统调试\r\n2.其它：满足施工图设计要求及施工验收规范要求","点","17","","294.56","5007.52",""]
[" "," ","","分部小计 ",""," "," ",""," ","83330.97"," "]
[" "," ","","0309 喷淋系统 ",""," "," ",""," "," "," "]
["14","030901001015","","内外壁热浸镀锌钢管 DN25","1.安装部位：室内 \r\n2.材质、规格：内外壁热浸镀锌钢管 DN25\r\n3.连接形式：螺纹连接\r\n4.含直管、管件费等\r\n5.按规范要求对管道进行吹扫、冲洗、水压试验等\r\n6.其它：满足设计及规范要求","m","645.1","","45.11","29100.46",""]
["15","030901001016","","内外壁热浸镀锌钢管 DN32","1.安装部位：室内 \r\n2.材质、规格：内外壁热浸镀锌钢管 DN32\r\n3.连接形式：螺纹连接\r\n4.含直管、管件费等\r\n5.按规范要求对管道进行吹扫、冲洗、水压试验等\r\n6.其它：满足设计及规范要求","m","483.03","","55.28","26701.90",""]
["16","030901001017","","内外壁热浸镀锌钢管 DN40","1.安装部位：室内 \r\n2.材质、规格：内外壁热浸镀锌钢管 DN40\r\n3.连接形式：螺纹连接\r\n4.含直管、管件费等\r\n5.按规范要求对管道进行吹扫、冲洗、水压试验等\r\n6.其它：满足设计及规范要求","m","52.68","","70.57","3717.63",""]
["17","030901001018","","内外壁热浸镀锌钢管 DN50","1.安装部位：室内 \r\n2.材质、规格：内外壁热浸镀锌钢管 DN50\r\n3.连接形式：螺纹连接\r\n4.含直管、管件费等\r\n5.按规范要求对管道进行吹扫、冲洗、水压试验等\r\n6.其它：满足设计及规范要求","m","140.71","","83.13","11697.22",""]
["18","030901002001","","内外壁热浸镀锌钢管 DN65","1.安装部位：室内 \r\n2.材质：内外壁热浸镀锌钢管\r\n3.型号、规格：DN65mm\r\n4.连接形式：卡箍连接\r\n5.含直管、管件费等\r\n6.按规范要求对管道进行吹扫、冲洗、水压试验等\r\n7.其它：满足设计及规范要求","m","78.87","","88.81","7004.44",""]
["19","030901002001","","内外壁热浸镀锌钢管 DN80","1.安装部位：室内 \r\n2.材质：内外壁热浸镀锌钢管\r\n3.型号、规格：DN80mm\r\n4.连接形式：卡箍连接\r\n5.含直管、管件费等\r\n6.按规范要求对管道进行吹扫、冲洗、水压试验等\r\n7.其它：满足设计及规范要求","m","111.63","","103.72","11578.26",""]
["20","030901002002","","内外壁热浸镀锌钢管 DN100","1.安装部位：室内\r\n2.材质：内外壁热浸镀锌加钢管\r\n3.型号、规格：DN100mm\r\n4.连接形式：卡箍连接\r\n5.含直管、管件费等\r\n6.按规范要求对管道进行吹扫、冲洗、水压试验等\r\n7.其它：满足设计及规范要求","m","49.53","","120.96","5991.15",""]
["21","030901002002","","内外壁热浸镀锌加厚钢管 DN150","1.安装部位：室内\r\n2.材质：内外壁热浸镀锌加厚钢管\r\n3.型号、规格：DN150mm\r\n4.连接形式：卡箍连接\r\n5.含直管、管件费等\r\n6.按规范要求对管道进行吹扫、冲洗、水压试验等\r\n7.其它：满足设计及规范要求","m","203.32","","203.07","41288.19",""]
["22","030901002002","","内外壁热浸镀锌加厚钢管 DN200","1.安装部位：室内\r\n2.材质：内外壁热浸镀锌加厚钢管\r\n3.型号、规格：DN200mm\r\n4.连接形式：卡箍连接\r\n5.含直管、管件费等\r\n6.按规范要求对管道进行吹扫、冲洗、水压试验等\r\n7.其它：满足设计及规范要求","m","30.31","","299.71","9084.21",""]
["23","031201001003","","管道刷油","1.名称：管道刷油\r\n2.标志色方式、品种：消火栓管刷樟丹二道,红色调和漆二道;自动喷水管刷樟丹二道,红色黄环调和漆二道。\r\n3.满足设计图纸及验收规范要求","m2","346.54","","7.91","2741.13",""]
["24","030807003004","","带锁定装置的双向型蝶阀 DN65","1.名称：带锁定装置的双向型蝶阀\r\n2.材质：详设计\r\n3.型号、规格：DN65mm \r\n4.连接形式：法兰连接\r\n5.其他：满足设计及规范要求","个","2","","211.38","422.76",""]
["25","030807003005","","带锁定装置的双向型蝶阀 DN150","1.名称：带锁定装置的双向型蝶阀\r\n2.材质：详设计\r\n3.型号、规格：DN150mm \r\n4.连接形式：法兰连接\r\n5.其他：满足设计及规范要求","个","1","","541.74","541.74",""]
["26","030807003005","","可调式减压阀 DN200","1.名称：带锁定装置的双向型蝶阀\r\n2.材质：详设计\r\n3.型号、规格：DN200mm \r\n4.连接形式：法兰连接\r\n5.其他：满足设计及规范要求","个","1","","1111.05","1111.05",""]
["27","030901008029","","智能末端试水装置 DN25","1.规格:DN25mm\r\n2.组装形式：详设计\r\n3.其他：满足设计及规范要求","组","1","","331.72","331.72",""]
["28","030901008029","","智能末端试水阀 DN25","1.规格:DN25mm\r\n2.组装形式：详设计 \r\n3.其他：满足设计及规范要求","组","1","","60.50","60.50",""]
["29","030901004023","","湿式报警阀组 DN150","1.名称：湿式报警阀组\r\n2.材质：ZSFS150 型；PN1.6MPa\r\n3.型号、规格：湿式报警阀,总控制信号阀,压力开关, 水力警铃,过滤器及各种阀门和仪表\r\n4.连接形式：卡箍连接\r\n5.含信号阀\r\n6.其他：满足设计及规范要求","组","1","","1645.32","1645.32",""]
["30","030901004023","","湿式报警阀组 DN200","1.名称：湿式报警阀组\r\n2.材质：ZSFS150 型；PN1.6MPa\r\n3.型号、规格：湿式报警阀,总控制信号阀,压力开关, 水力警铃,过滤器及各种阀门和仪表\r\n4.连接形式：卡箍连接\r\n5.含信号阀\r\n6.其他：满足设计及规范要求","组","1","","2198.75","2198.75",""]
["31","030807003026","","信号阀 DN150","1.名称：电触点信号阀\r\n2.材质：详设计\r\n3.型号、规格：DN150mm \r\n4.连接形式：法兰连接\r\n5.其他：满足设计及规范要求","个","1","","330.28","330.28",""]
["32","030807003005","","信号阀 DN200","1.名称：信号阀\r\n2.材质：详设计\r\n3.型号、规格：DN200mm \r\n4.连接形式：法兰连接\r\n5.其他：满足设计及规范要求","个","1","","569.23","569.23",""]
["33","030901006027","","水流指示器 DN150","1.名称：水流指示器\r\n2.规格、型号：DN150mm\r\n3.连接形式：法兰连接\r\n4.其他：满足设计及规范要求","个","1","","387.01","387.01",""]
["34","030901006027","","水流指示器 DN200","1.名称：水流指示器\r\n2.规格、型号：DN200mm\r\n3.连接形式：法兰连接\r\n4.其他：满足设计及规范要求","个","1","","524.25","524.25",""]
["35","030901003050","","闭式直立型喷头","1.安装部位：综合考虑\r\n2.连接形式：螺纹连接\r\n3.有吊顶、无吊顶：综合考虑\r\n4.材质：满足设计要求\r\n5.规格,型号：ZST15系列玻璃球闭式喷头\r\n6.其它：满足设计、施工、验收规范及本项目招标技术要求及满足甲方选型要求","个","458","","24.15","11060.70",""]
["36","030807003006","","金属波纹管 DN150","1.名称：金属波纹管\r\n2.材质：详设计\r\n3.型号、规格：DN150mm \r\n4.连接形式：法兰连接\r\n5.其他：满足设计及规范要求","个","2","","984.82","1969.64",""]
["37","030807003005","","金属波纹管 DN200","1.名称：金属波纹管\r\n2.材质：详设计\r\n3.型号、规格：DN200mm \r\n4.连接形式：法兰连接\r\n5.其他：满足设计及规范要求","个","4","","882.51","3530.04",""]
["38","030703022010","","自动排气阀  DN25","1.类型：自动排气阀\r\n2.材质：碳钢\r\n3.型号、规格：WP DN20mm\r\n4.含截止阀\r\n5.其他：满足设计及规范要求","个","3","","57.44","172.32",""]
["39","030601002026","","压力表","1.名称：压力表 \r\n2.型号：详设计 \r\n3.规格：详设计\r\n4.压力表弯材质、规格：详设计 \r\n5.挠性管材质、规格：详设计  \r\n6.支架形式、材质：详设计  \r\n7.调试要求：详设计  \r\n8.脱脂要求：详设计 \r\n9.其他详设计及满足规范要求","台","1","","66.05","66.05",""]
["40","030815001015","","管道支架制作安装","1.名称：管道支架及套管\r\n2.材质：型钢（综合）\r\n3.支架除锈后刷樟丹二道，灰色调和漆两道\r\n4.其它：满足设计及规范要求","kg","1154.16","","17.69","20417.09",""]
["41","031003003021","","旋启式止回阀 DN150","1.类型：旋启式止回阀 \r\n2.材质：球墨铸铁阀体 \r\n3.规格、压力等级：DN150 \r\n4.连接形式：法兰连接 \r\n5.焊接方法：详设计\r\n6.含沟槽法兰等综合考虑\r\n7.其他详设计及满足规范要求","个","1","","1167.77","1167.77",""]
["42","031003003021","","安全泄压阀 DN150","1.名称：安全泄压阀\r\n2.材质：铸钢\r\n3.型号、规格：DN150 1.6MPa\r\n4.连接形式：卡箍连接\r\n5.含卡箍法兰、附件\r\n6.满足设计图纸及验收规范要求","个","1","","1320.77","1320.77",""]
["43","030905002016","","喷淋灭火系统调试","1.系统形式：喷淋灭火系统调试\r\n2.其它：满足施工图设计要求及施工验收规范要求","点","2","","411.39","822.78",""]
["44","031001007083","","钢丝网骨架复合给水管 DN150","1.安装部位：室外\r\n2.介质：冷水\r\n3.规格、压力等级：DN150 1.6MPa\r\n4.连接方式：综合考虑\r\n5.包含配套管件及附件\r\n6.含水压试验、管道冲洗等综合考虑\r\n7.其他要求：满足相关标准图集、规范、设计及验收要求等","m","22","","177.41","3903.02",""]
[" "," ","","分部小计 ",""," "," ",""," ","201457.38"," "]
[" "," ","","气体灭火系统 ",""," "," ",""," "," "," "]
["45","030703001089","","泄压装置 0.25m2","1.名称：自动泄压阀  \n2.型号：WLZX-025\n3.满足设计图纸及验收规范要求","个","1","","928.58","928.58",""]
["46","030903009091","","柜式七氟丙烷气体灭火装置 GQQ150/2.5-PAVLN","1.名称：柜式七氟丙烷气体灭火装置 \n2.规格、型号：充装量206kg\n3.安装内容：安装\n4.其它说明：含七氟丙烷自动灭火装置，溶剂\n5.满足设计图纸及验收规范要求","套","3","","11881.04","35643.12",""]
["47","030905004092","","气体灭火系统装置调试","1.名称：气体灭火系统装置调试\n2.试验容器规格：充装量276kg\n3.含气体试喷\n4.满足设计图纸及验收规范要求","个","3","","1966.03","5898.09",""]
[" "," ","","分部小计 ",""," "," ",""," ","42469.79"," "]
[" "," ","","单价措施项目清单 ",""," "," ",""," "," "," "]
[" "," ","","其他措施项目 ",""," "," ",""," "," "," "]
["48","031302007001","","高层施工增加费"," ","项"," ",""," ","",""]
[" "," ","","分部小计 ",""," "," ",""," "," "," "]
[" "," ","","专业措施项目 ",""," "," ",""," "," "," "]
["49","031301001001","","吊装加固"," ","项"," ",""," ","",""]
["50","031301002001","","金属抱杆安装拆除、移位"," ","项"," ",""," ","",""]
["51","031301003001","","平台铺设、拆除"," ","项"," ",""," ","",""]
["52","031301004001","","顶升、提升装置"," ","项"," ",""," ","",""]
["53","031301005001","","大型设备专用机具"," ","项"," ",""," ","",""]
["54","031301006001","","焊接工艺评定"," ","项"," ",""," ","",""]
["55","031301007001","","胎（模）具制作、安装、拆除"," ","项"," ",""," ","",""]
["56","031301008001","","防护棚制作安装拆除"," ","项"," ",""," ","",""]
["57","031301009001","","特殊地区施工增加"," ","项"," ",""," ","",""]
["58","031301010001","","安装与生产同时进行施工增加"," ","项"," ",""," ","",""]
["59","031301011001","","在有害身体健康环境中施工增加"," ","项"," ",""," ","",""]
["60","031301012001","","工程系统检测、检验"," ","项"," ",""," ","",""]
["61","031301013001","","设备、管道施工的安全、防冻和焊接保护"," ","项"," ",""," ","",""]
["62","031301014001","","焦炉烘炉、热态工程"," ","项"," ",""," ","",""]
["63","031301015001","","管道安拆后的充气保护"," ","项"," ",""," ","",""]
["64","031301016001","","隧道内施工的通风、供水、供气、供电、照明及通讯设施"," ","项"," ",""," ","",""]
["65","031301017001","","脚手架搭拆"," ","项","1","","4218.08","4218.08",""]
["66","031301018001","","其他措施"," ","项"," ",""," ","",""]
[" "," ","","分部小计 ",""," "," ",""," ","4218.08"," "]
[" "," ","","分部小计 ",""," "," ",""," ","4218.08"," "]
["合　　计","","","","","","","","","331476.22",""]

{"sheet":"F.4 总价措施项目清单计价表(表-11)【文化体验中心‖~1","index":40,"n_rows":15,"n_cols":12,"rows_kept":15,"merged":[[0,0,0,11],[1,0,1,1],[1,2,1,5],[1,6,1,7],[1,8,1,11],[2,1,2,2],[2,3,2,4],[2,8,2,9],[3,1,3,2],[3,3,3,4],[3,8,3,9],[4,1,4,2],[4,3,4,4],[4,8,4,9],[5,1,5,2],[5,3,5,4],[5,8,5,9],[6,1,6,2],[6,3,6,4],[6,8,6,9],[7,1,7,2],[7,3,7,4],[7,8,7,9],[8,1,8,2],[8,3,8,4],[8,8,8,9],[9,1,9,2],[9,3,9,4],[9,8,9,9],[10,1,10,2],[10,3,10,4],[10,8,10,9],[11,1,11,2],[11,3,11,4],[11,8,11,9],[12,1,12,2],[12,3,12,4],[12,8,12,9],[13,1,13,2],[13,3,13,4],[13,8,13,9],[14,0,14,6],[14,8,14,9]],"flags":["formulas_cached_only"]}
["总价措施项目清单计价表","","","","","","","","","","",""]
["工程名称：","","凉山州科教园区暨医学类教育服务项目\\文化体验中心【文化体验中心－消防水】","","","","标段：","","","","",""]
["序 号","项目编码","","项目名称","","计算基础","费率\r\n（%）","金额\r\n（元）","调整费率\r\n(%)","","调整后\r\n金额(元)","备注"]
["1","031302001001","","安全文明施工费",""," "," ","15256.49","","",""," "]
["1.1","①","","环境保护费","","分部分项工程及单价措施项目(定额人工费+定额机械费)","1.1","1207.35","","",""," "]
["1.2","②","","文明施工费","","分部分项工程及单价措施项目(定额人工费+定额机械费)","2.5","2743.97","","",""," "]
["1.3","③","","安全施工费","","分部分项工程及单价措施项目(定额人工费+定额机械费)","3.9","4280.60","","",""," "]
["1.4","④","","临时设施费","","分部分项工程及单价措施项目(定额人工费+定额机械费)","6.4","7024.57","","",""," "]
["2","031302002001","","夜间施工增加费",""," "," ","526.84","","",""," "]
["3","031302003001","","非夜间施工增加",""," "," ","","","",""," "]
["4","031302004001","","二次搬运费",""," "," ","252.45","","",""," "]
["5","031302005001","","冬雨季施工增加费",""," "," ","395.13","","",""," "]
["6","031302006001","","已完工程及设备保护费",""," "," ","","","",""," "]
["7","031302008001","","工程定位复测费",""," "," ","98.78","","",""," "]
["合　　计","","","","","","","16529.69","-","","-","-"]

{"sheet":"H 规费、税金项目清单计价表(表-13)【文化体验中心‖文~1","index":41,"n_rows":7,"n_cols":6,"rows_kept":7,"merged":[[0,0,0,5],[1,1,1,2],[1,3,1,4],[6,0,6,4]],"flags":["formulas_cached_only"]}
["规费、税金项目计价表","","","","",""]
["工程名称：","凉山州科教园区暨医学类教育服务项目\\文化体验中心【文化体验中心－消防水】","","标段：","",""]
["序号","项目名称","计算基础","计算基数","计算费率（％）","金额(元)"]
["1","规费","分部分项定额人工费+单价措施项目定额人工费","103891.27","8.36","8685.31"]
["2","销项增值税额","分部分项工程费+措施项目费+其他项目费+规费+按实计算费用+创优质工程奖补偿奖励费-按规定不计税的工程设备金额-除税甲供材料（设备）费","356691.22","9","32102.21"]
["3","附加税","分部分项工程费+措施项目费+其他项目费+规费+按实计算费用+创优质工程奖补偿奖励费-按规定不计税的工程设备金额-除税甲供材料（设备）费","356691.22","0.313","1116.44"]
["合计","","","","","41903.96"]

{"sheet":"L.2 承包人提供主要材料和工程设备一览表(表-21)【文~1","index":42,"n_rows":63,"n_cols":10,"rows_kept":63,"merged":[[0,0,0,9],[1,1,1,4],[1,5,1,7],[1,8,1,9],[2,4,2,5],[3,4,3,5],[4,4,4,5],[5,4,5,5],[6,4,6,5],[7,4,7,5],[8,4,8,5],[9,4,9,5],[10,4,10,5],[11,4,11,5],[12,4,12,5],[13,4,13,5],[14,4,14,5],[15,4,15,5],[16,4,16,5],[17,4,17,5],[18,4,18,5],[19,4,19,5],[20,4,20,5],[21,4,21,5],[22,4,22,5],[23,4,23,5],[24,4,24,5],[25,4,25,5],[26,4,26,5],[27,4,27,5],[28,4,28,5],[29,4,29,5],[30,4,30,5],[31,4,31,5],[32,4,32,5],[33,4,33,5],[34,4,34,5],[35,4,35,5],[36,4,36,5],[37,4,37,5],[38,4,38,5],[39,4,39,5],[40,4,40,5],[41,4,41,5],[42,4,42,5],[43,4,43,5],[44,4,44,5],[45,4,45,5],[46,4,46,5],[47,4,47,5],[48,4,48,5],[49,4,49,5],[50,4,50,5],[51,4,51,5],[52,4,52,5],[53,4,53,5],[54,4,54,5],[55,4,55,5],[56,4,56,5],[57,4,57,5],[58,4,58,5],[59,4,59,5],[60,4,60,5],[61,4,61,5],[62,4,62,5]],"flags":["formulas_cached_only"]}
[" 承包人提供主要材料和工程设备一览表\r\n（适用造价信息差额调整法）","","","","","","","","",""]
["工程名称：","凉山州科教园区暨医学类教育服务项目\\文化体验中心【文化体验中心－消防水】","","","","标段：","","","",""]
["序号","名称、规格、型号","单位","数量","风险系数(%)","","基准单价(元)","投标单价(元)","发承包人确认单价(元)","备注"]
["1","沟槽直接头 （含胶圈）DN65","套","32.965"," ","","10.87","",""," "]
["2","消火栓沟槽管件DN65","个","79.496"," ","","15.39","",""," "]
["3","沟槽直接头 （含胶圈）DN150","套","60.058"," ","","30.20","",""," "]
["4","消火栓沟槽管件DN150","个","144.831"," ","","43.89","",""," "]
["5","酚醛调和漆 各色","kg","89.526"," ","","11.15","",""," "]
["6","碳钢平焊法兰DN65","片","6"," ","","19.09","",""," "]
["7","碳钢平焊法兰DN150","片","36"," ","","51.25","",""," "]
["8","金属波纹管DN150","个","6"," ","","540.54","",""," "]
["9","自动排气阀DN25","个","5"," ","","22.50","",""," "]
["10","型钢","kg","1623.615"," ","","4.50","",""," "]
["11","醇酸防锈漆 C53-1","kg","17.937"," ","","11.00","",""," "]
["12","压力表","台","2"," ","","18.00","",""," "]
["13","沟槽直接头 （含胶圈）DN200","套","5.053"," ","","49.80","",""," "]
["14","可调式减压阀 DN200","个","1"," ","","504.00","",""," "]
["15","碳钢平焊法兰DN200","片","10"," ","","56.27","",""," "]
["16","沟槽法兰DN150","片","4"," ","","35.58","",""," "]
["17","湿式报警阀组 DN200","组","1"," ","","1080.00","",""," "]
["18","信号阀 DN200","个","1"," ","","264.10","",""," "]
["19","卡箍连接件（含胶圈）DN200","套","2"," ","","37.35","",""," "]
["20","水流指示器 DN200","个","1"," ","","49.50","",""," "]
["21","沟槽法兰DN200","片","4"," ","","58.53","",""," "]
["22","金属波纹管 DN200","个","4"," ","","297.00","",""," "]
["23","镀锌加厚钢管DN150","m","363.883"," ","","104.11","",""," "]
["24","带锁定装置的双向型蝶阀 DN65","个","3"," ","","39.60","",""," "]
["25","带锁定装置的双向型蝶阀 DN150","个","10"," ","","92.70","",""," "]
["26","镀锌加厚钢管DN200","m","30.613"," ","","169.20","",""," "]
["27","沟槽管件DN200","个","12.181"," ","","69.69","",""," "]
["28","泄压装置 0.25m2","个","1"," ","","500.00","",""," "]
["29","镀锌加厚钢管DN65","m","120.663"," ","","37.81","",""," "]
["30","甲型单栓带灭火器箱组合式消防柜","套","17"," ","","668.70","",""," "]
["31","灭火器MF/ABC4","具","66"," ","","45.00","",""," "]
["32","灭火器放置箱","个","16"," ","","27.00","",""," "]
["33","镀锌钢管DN25","m","648.326"," ","","12.98","",""," "]
["34","镀锌钢管接头管件 DN25","个","380.609"," ","","2.44","",""," "]
["35","镀锌钢管DN32","m","485.445"," ","","16.788","",""," "]
["36","镀锌钢管接头管件 DN32","个","331.842"," ","","4.28","",""," "]
["37","镀锌加厚钢管DN40","m","52.943"," ","","18.94","",""," "]
["38","镀锌钢管接头管件 DN40","个","45.357"," ","","4.53","",""," "]
["39","镀锌钢管DN50","m","141.414"," ","","26.175","",""," "]
["40","镀锌钢管接头管件 DN50","个","113.694"," ","","8.49","",""," "]
["41","镀锌钢管DN65","m","80.053"," ","","35.614","",""," "]
["42","镀锌钢管DN80","m","113.304"," ","","44.732","",""," "]
["43","沟槽直接头 （含胶圈）DN80","套","18.609"," ","","13.00","",""," "]
["44","沟槽管件DN80","个","44.873"," ","","17.15","",""," "]
["45","镀锌钢管DN100","m","47.644"," ","","58.31","",""," "]
["46","沟槽直接头 （含胶圈）DN100","套","7.825"," ","","17.98","",""," "]
["47","消火栓沟槽管件DN100","个","19.909"," ","","24.64","",""," "]
["48","末端试水装置DN25","个","2.02"," ","","70.20","",""," "]
["49","压力表 0～2.5MPa φ50（带表弯）","套","1"," ","","18.00","",""," "]
["50","末端试水阀DN25","个","1.01"," ","","29.25","",""," "]
["51","湿式报警装置DN150","套","1"," ","","765.00","",""," "]
["52","信号阀DN150","个","1"," ","","103.17","",""," "]
["53","卡箍连接件（含胶圈）DN150","套","2"," ","","19.33","",""," "]
["54","水流指示器DN150","个","1"," ","","51.55","",""," "]
["55","闭式直立型喷头","个","462.58"," ","","4.05","",""," "]
["56","旋启式止回阀 DN150","个","1"," ","","697.50","",""," "]
["57","安全泄压阀DN150","个","1"," ","","850.50","",""," "]
["58","钢丝网骨架复合给水管 DN150","m","22.33"," ","","123.58","",""," "]
["59","给水室外钢骨架塑料复合管电熔管件DN150","个","3.828"," ","","162.58","",""," "]
["60","柜式七氟丙烷气体灭火装置 GQQ150/2.5-PAVLN","套","3"," ","","10603.80","",""," "]

{"sheet":"E.3 单位工程招标控制价汇总表(表-04)【文化体验中心~2","index":43,"n_rows":19,"n_cols":5,"rows_kept":19,"merged":[[0,0,0,4],[1,0,1,1],[2,1,2,2],[3,1,3,2],[4,1,4,2],[5,1,5,2],[6,1,6,2],[7,1,7,2],[8,1,8,2],[9,1,9,2],[10,1,10,2],[11,1,11,2],[12,1,12,2],[13,1,13,2],[14,1,14,2],[15,1,15,2],[16,1,16,2],[17,1,17,2],[18,0,18,2]],"flags":["formulas_cached_only"]}
["单位工程招标控制价汇总表","","","",""]
["工程名称：","","凉山州科教园区暨医学类教育服务项目\\文化体验中心【文化体验中心-空调防排烟】","标段：",""]
["序号","汇总内容","","金  额（元）","其中:暂估价(元)"]
["1","分部分项及单价措施项目","","84090.56"," "]
[" ","0307 通风及防排烟系统 ","","83725.25"," "]
["2","总价措施项目","","1619.00","-"]
["2.1","其中：安全文明施工费","","1494.29","-"]
["3","其他项目",""," ","-"]
["3.1","其中：暂列金额",""," ","-"]
["3.2","其中：专业工程暂估价",""," ","-"]
["3.3","其中：计日工",""," ","-"]
["3.4","其中：总承包服务费",""," ","-"]
["4","规费","","848.85","-"]
["5","创优质工程奖补偿奖励费",""," ","-"]
["6","税前不含税工程造价","","86558.41","-"]
["6.1","其中：除税甲供材料（设备）费",""," ","-"]
["7","销项增值税额","","7790.26","-"]
["8","附加税","","270.93","-"]
[" 招标控制价/投标报价总价合计=税前不含税工程造价+销项增值税额+附加税","","","94619.60"," "]

{"sheet":"F.1.1 分部分项工程和单价措施项目清单与计价表(表-0~5","index":44,"n_rows":53,"n_cols":11,"rows_kept":53,"merged":[[0,0,0,10],[1,0,1,1],[1,2,1,6],[1,7,1,8],[1,9,1,10],[2,0,4,0],[2,1,4,2],[2,3,4,3],[2,4,4,4],[2,5,4,5],[2,6,4,7],[2,8,2,10],[3,8,4,8],[3,9,4,9],[5,1,5,2],[5,3,5,4],[5,6,5,7],[6,1,6,2],[6,6,6,7],[7,1,7,2],[7,6,7,7],[8,1,8,2],[8,6,8,7],[9,1,9,2],[9,6,9,7],[10,1,10,2],[10,6,10,7],[11,1,11,2],[11,6,11,7],[12,1,12,2],[12,6,12,7],[13,1,13,2],[13,6,13,7],[14,1,14,2],[14,6,14,7],[15,1,15,2],[15,6,15,7],[16,1,16,2],[16,6,16,7],[17,1,17,2],[17,6,17,7],[18,1,18,2],[18,6,18,7],[19,1,19,2],[19,6,19,7],[20,1,20,2],[20,6,20,7],[21,1,21,2],[21,6,21,7],[22,1,22,2],[22,6,22,7],[23,1,23,2],[23,6,23,7],[24,1,24,2],[24,6,24,7],[25,1,25,2],[25,6,25,7],[26,1,26,2],[26,3,26,4],[26,6,26,7],[27,1,27,2],[27,3,27,4],[27,6,27,7],[28,1,28,2],[28,3,28,4],[28,6,28,7],[29,1,29,2],[29,6,29,7],[30,1,30,2],[30,3,30,4],[30,6,30,7],[31,1,31,2],[31,3,31,4],[31,6,31,7],[32,1,32,2],[32,6,32,7],[33,1,33,2],[33,6,33,7],[34,1,34,2],[34,6,34,7],[35,1,35,2],[35,6,35,7],[36,1,36,2],[36,6,36,7],[37,1,37,2],[37,6,37,7],[38,1,38,2],[38,6,38,7],[39,1,39,2],[39,6,39,7],[40,1,40,2],[40,6,40,7],[41,1,41,2],[41,6,41,7],[42,1,42,2],[42,6,42,7],[43,1,43,2],[43,6,43,7],[44,1,44,2],[44,6,44,7],[45,1,45,2],[45,6,45,7],[46,1,46,2],[46,6,46,7],[47,1,47,2],[47,6,47,7],[48,1,48,2],[48,6,48,7],[49,1,49,2],[49,6,49,7],[50,1,50,2],[50,3,50,4],[50,6,50,7],[51,1,51,2],[51,3,51,4],[51,6,51,7],[52,0,52,8]],"flags":["formulas_cached_only"]}
["分部分项工程和单价措施项目清单与计价表","","","","","","","","","",""]
["工程名称：","","凉山州科教园区暨医学类教育服务项目\\文化体验中心【文化体验中心-空调防排烟】","","","","","标段：","","",""]
["序号","项目编码","","项目名称","项目特征","计量\r\n单位","工程\r\n量","","金额（元）","",""]
["","","","","","","","","综合单价","合价","其   中"]
["","","","","","","","","","","暂估价"]
[" "," ","","0307 通风及防排烟系统 ",""," "," ",""," "," "," "]
["1","030108003007","","柜式离心风机7600（m³/h） ","1.名称：柜式离心风机7600（m³/h）\r\n2.系统编号：详设计\r\n3.型号：详设计\r\n4.规格：额定工况：详设计\r\n5.质量：详设计 \r\n6.材质：综合考虑 \r\n7.设备支吊架、橡胶垫、弹簧减震吊架制作安装及除锈刷油综合考虑并计入综合单价 \r\n8.灌浆配合比：详设计 \r\n9.单机试运转要求：详设计及满足规范要求\r\n10.含电机检查接线及调试\r\n11.其他要求：满足设计、相关图集、标准及招标文件技术要求  ","台","1","","5451.04","5451.04",""]
["2","030108003003","","离心式管道风机2000（m³/h） ","1.名称：离心式管道风机2000（m³/h）\r\n2.系统编号：详设计\r\n3.型号：详设计\r\n4.规格：额定工况：详设计\r\n5.质量：详设计 \r\n6.材质：综合考虑 \r\n7.设备支吊架、橡胶垫、弹簧减震吊架制作安装及除锈刷油综合考虑并计入综合单价 \r\n8.灌浆配合比：详设计 \r\n9.单机试运转要求：详设计及满足规范要求\r\n10.含电机检查接线及调试\r\n11.其他要求：满足设计、相关图集、标准及招标文件技术要求  ","台","1","","2281.24","2281.24",""]
["3","030108001012","","管道式换气扇P-400(带止回功能)","1.名称:管道式换气扇P-400(带止回功能)\r\n2.型号.规格:详设计\r\n3.含柔性接头","台","5","","186.09","930.45",""]
["4","030108001012","","管道式换气扇P-600(带止回功能)","1.名称:管道式换气扇P-600(带止回功能)\r\n2.型号.规格:详设计\r\n3.含柔性接头","台","2","","186.09","372.18",""]
["5","030703001020","","70℃防火阀 320*250","1.名称:70℃防火阀\r\n2.型号.规格:320*250\r\n3.材质:碳钢","个","2","","336.41","672.82",""]
["6","030703007013","","单层格栅风口带风阀 800*400","1.名称:单层格栅风口带风阀 \r\n2.型号.规格:800*400\r\n3.材质:铝合金","个","1","","328.95","328.95",""]
["7","030703007013","","单层格栅风口带风阀 1200*1000","1.名称:单层格栅风口带风阀 \r\n2.型号.规格:1200*1000\r\n3.材质:铝合金","个","1","","863.23","863.23",""]
["8","030702006028","","固定挡烟垂壁","1.名称:固定挡烟垂壁\r\n2.材质:防火玻璃\r\n3.板材厚度 \r\n4.管件、法兰等附件及支架设计要求 \r\n5.接口形式","m2","174.64","","316.15","55212.44",""]
["9","030703007036","","防雨百叶带过滤网 300*200","1.名称：防雨百叶带过滤网\r\n2.型号：详设计 \r\n3.规格：300*200\r\n4.类型：详设计\r\n5.形式：综合考虑\r\n6.其他详设计及满足规范要求","个","1","","166.46","166.46",""]
["10","030703007036","","防雨百叶带过滤网 800*200","1.名称：防雨百叶带过滤网\r\n2.型号：详设计 \r\n3.规格：800*200\r\n4.类型：详设计\r\n5.形式：综合考虑\r\n6.其他详设计及满足规范要求","个","2","","309.86","619.72",""]
["11","030703007036","","防雨百叶带过滤网 2000*600","1.名称：防雨百叶带过滤网\r\n2.型号：详设计 \r\n3.规格：2000*600\r\n4.类型：详设计\r\n5.形式：综合考虑\r\n6.其他详设计及满足规范要求","个","1","","845.05","845.05",""]
["12","030703020170","","消声器 XZP100 L=1500mm,1600*400","1.名称：消声器 XZP100 \r\n2.型号、规格：L=1500mm,1600*400\r\n3.材质：碳钢\r\n4.支架制作安装、除锈、防腐：综合考虑\r\n5.含保温，保温满足设计规范要求\r\n6.其他要求：满足相关标准图集、规范、设计及验收要求等","个","1","","3186.42","3186.42",""]
["13","030702001025","","镀锌钢板风管 B≤320 δ=0.75","1.名称:镀锌钢板风管\r\n2.材质:镀锌钢板 \r\n3.形状:矩形 \r\n4.规格:B≤320 δ=0.75\r\n5.板材厚度 \r\n6.管件、法兰等附件及支架设计要求 \r\n7.接口形式","m2","24.34","","174.18","4239.54",""]
["14","030702001026","","镀锌钢板风管 B≤450 δ=0.75","1.名称:镀锌钢板风管\r\n2.材质:镀锌钢板 \r\n3.形状:矩形 \r\n4.规格:B≤450 δ=0.75\r\n5.板材厚度 \r\n6.管件、法兰等附件及支架设计要求 \r\n7.接口形式","m2","3.07","","141.25","433.64",""]
["15","030702001027","","镀锌钢板风管 B≤1000 δ=1.0","1.名称:镀锌钢板风管\r\n2.材质:镀锌钢板 \r\n3.形状:矩形 \r\n4.规格:B≤1000 δ=1.0\r\n5.板材厚度 \r\n6.管件、法兰等附件及支架设计要求 \r\n7.接口形式","m2","8.45","","125.95","1064.28",""]
["16","030702001027","","镀锌钢板风管 B≤1500 δ=1.2","1.名称:镀锌钢板风管\r\n2.材质:镀锌钢板 \r\n3.形状:矩形 \r\n4.规格:B≤1500 δ=1.2\r\n5.板材厚度 \r\n6.管件、法兰等附件及支架设计要求 \r\n7.接口形式","m2","6.24","","133.99","836.10",""]
["17","030702001027","","镀锌钢板风管 B≤4000 δ=1.5","1.名称:镀锌钢板风管\r\n2.材质:镀锌钢板 \r\n3.形状:矩形 \r\n4.规格:B≤4000 δ=1.5\r\n5.板材厚度 \r\n6.管件、法兰等附件及支架设计要求 \r\n7.接口形式","m2","9.28","","187.66","1741.48",""]
["18","030704002029","","风管漏光试验、漏风试验","风管漏光试验、漏风试验","m2","51.38","","4.27","219.39",""]
["19","031208003352","","不燃离心玻璃棉保温","1.名称:不燃离心玻璃棉保温\r\n2.绝热厚度及管径:综合考虑 \r\n3.包含所需的各类附件\r\n4.其他要求：满足相关标准图集、规范、设计及验收要求等","m3","2.7","","1066.29","2878.98",""]
["20","031208003232","","防火包裹（无石棉纤维增强硅酸钙耐火板）","1.名称：防火包裹（无石棉纤维增强硅酸钙耐火板）\r\n2.耐火板厚度：综合考虑\r\n3.含耐火板、岩棉保温、龙骨、支架及附件制作安装及除锈刷油防腐\r\n4.其他要求：满足相关标准图集、规范、设计及验收要求等","m2","10.28","","134.42","1381.84",""]
[" "," ","","分部小计 ",""," "," ",""," ","83725.25"," "]
[" "," ","","单价措施项目清单 ",""," "," ",""," "," "," "]
[" "," ","","其他措施项目 ",""," "," ",""," "," "," "]
["21","031302007001","","高层施工增加费"," ","项"," ",""," ","",""]
[" "," ","","分部小计 ",""," "," ",""," "," "," "]
[" "," ","","专业措施项目 ",""," "," ",""," "," "," "]
["22","031301001001","","吊装加固"," ","项"," ",""," ","",""]
["23","031301002001","","金属抱杆安装拆除、移位"," ","项"," ",""," ","",""]
["24","031301003001","","平台铺设、拆除"," ","项"," ",""," ","",""]
["25","031301004001","","顶升、提升装置"," ","项"," ",""," ","",""]
["26","031301005001","","大型设备专用机具"," ","项"," ",""," ","",""]
["27","031301006001","","焊接工艺评定"," ","项"," ",""," ","",""]
["28","031301007001","","胎（模）具制作、安装、拆除"," ","项"," ",""," ","",""]
["29","031301008001","","防护棚制作安装拆除"," ","项"," ",""," ","",""]
["30","031301009001","","特殊地区施工增加"," ","项"," ",""," ","",""]
["31","031301010001","","安装与生产同时进行施工增加"," ","项"," ",""," ","",""]
["32","031301011001","","在有害身体健康环境中施工增加"," ","项"," ",""," ","",""]
["33","031301012001","","工程系统检测、检验"," ","项"," ",""," ","",""]
["34","031301013001","","设备、管道施工的安全、防冻和焊接保护"," ","项"," ",""," ","",""]
["35","031301014001","","焦炉烘炉、热态工程"," ","项"," ",""," ","",""]
["36","031301015001","","管道安拆后的充气保护"," ","项"," ",""," ","",""]
["37","031301016001","","隧道内施工的通风、供水、供气、供电、照明及通讯设施"," ","项"," ",""," ","",""]
["38","031301017001","","脚手架搭拆"," ","项","1","","365.31","365.31",""]
["39","031301018001","","其他措施"," ","项"," ",""," ","",""]
[" "," ","","分部小计 ",""," "," ",""," ","365.31"," "]
[" "," ","","分部小计 ",""," "," ",""," ","365.31"," "]
["合　　计","","","","","","","","","84090.56",""]

{"sheet":"F.4 总价措施项目清单计价表(表-11)【文化体验中心‖~2","index":45,"n_rows":15,"n_cols":12,"rows_kept":15,"merged":[[0,0,0,11],[1,0,1,1],[1,2,1,5],[1,6,1,7],[1,8,1,11],[2,1,2,2],[2,3,2,4],[2,8,2,9],[3,1,3,2],[3,3,3,4],[3,8,3,9],[4,1,4,2],[4,3,4,4],[4,8,4,9],[5,1,5,2],[5,3,5,4],[5,8,5,9],[6,1,6,2],[6,3,6,4],[6,8,6,9],[7,1,7,2],[7,3,7,4],[7,8,7,9],[8,1,8,2],[8,3,8,4],[8,8,8,9],[9,1,9,2],[9,3,9,4],[9,8,9,9],[10,1,10,2],[10,3,10,4],[10,8,10,9],[11,1,11,2],[11,3,11,4],[11,8,11,9],[12,1,12,2],[12,3,12,4],[12,8,12,9],[13,1,13,2],[13,3,13,4],[13,8,13,9],[14,0,14,6],[14,8,14,9]],"flags":["formulas_cached_only"]}
["总价措施项目清单计价表","","","","","","","","","","",""]
["工程名称：","","凉山州科教园区暨医学类教育服务项目\\文化体验中心【文化体验中心-空调防排烟】","","","","标段：","","","","",""]
["序 号","项目编码","","项目名称","","计算基础","费率\r\n（%）","金额\r\n（元）","调整费率\r\n(%)","","调整后\r\n金额(元)","备注"]
["1","031302001001","","安全文明施工费",""," "," ","1494.29","","",""," "]
["1.1","①","","环境保护费","","分部分项工程及单价措施项目(定额人工费+定额机械费)","1.1","118.25","","",""," "]
["1.2","②","","文明施工费","","分部分项工程及单价措施项目(定额人工费+定额机械费)","2.5","268.76","","",""," "]
["1.3","③","","安全施工费","","分部分项工程及单价措施项目(定额人工费+定额机械费)","3.9","419.26","","",""," "]
["1.4","④","","临时设施费","","分部分项工程及单价措施项目(定额人工费+定额机械费)","6.4","688.02","","",""," "]
["2","031302002001","","夜间施工增加费",""," "," ","51.60","","",""," "]
["3","031302003001","","非夜间施工增加",""," "," ","","","",""," "]
["4","031302004001","","二次搬运费",""," "," ","24.73","","",""," "]
["5","031302005001","","冬雨季施工增加费",""," "," ","38.70","","",""," "]
["6","031302006001","","已完工程及设备保护费",""," "," ","","","",""," "]
["7","031302008001","","工程定位复测费",""," "," ","9.68","","",""," "]
["合　　计","","","","","","","1619.00","-","","-","-"]

{"sheet":"H 规费、税金项目清单计价表(表-13)【文化体验中心‖文~2","index":46,"n_rows":7,"n_cols":6,"rows_kept":7,"merged":[[0,0,0,5],[1,1,1,2],[1,3,1,4],[6,0,6,4]],"flags":["formulas_cached_only"]}
["规费、税金项目计价表","","","","",""]
["工程名称：","凉山州科教园区暨医学类教育服务项目\\文化体验中心【文化体验中心-空调防排烟】","","标段：","",""]
["序号","项目名称","计算基础","计算基数","计算费率（％）","金额(元)"]
["1","规费","分部分项定额人工费+单价措施项目定额人工费","10153.66","8.36","848.85"]
["2","销项增值税额","分部分项工程费+措施项目费+其他项目费+规费+按实计算费用+创优质工程奖补偿奖励费-按规定不计税的工程设备金额-除税甲供材料（设备）费","86558.41","9","7790.26"]
["3","附加税","分部分项工程费+措施项目费+其他项目费+规费+按实计算费用+创优质工程奖补偿奖励费-按规定不计税的工程设备金额-除税甲供材料（设备）费","86558.41","0.313","270.93"]
["合计","","","","","8910.04"]

{"sheet":"L.2 承包人提供主要材料和工程设备一览表(表-21)【文~2","index":47,"n_rows":21,"n_cols":10,"rows_kept":21,"merged":[[0,0,0,9],[1,1,1,4],[1,5,1,7],[1,8,1,9],[2,4,2,5],[3,4,3,5],[4,4,4,5],[5,4,5,5],[6,4,6,5],[7,4,7,5],[8,4,8,5],[9,4,9,5],[10,4,10,5],[11,4,11,5],[12,4,12,5],[13,4,13,5],[14,4,14,5],[15,4,15,5],[16,4,16,5],[17,4,17,5],[18,4,18,5],[19,4,19,5],[20,4,20,5]],"flags":["formulas_cached_only"]}
[" 承包人提供主要材料和工程设备一览表\r\n（适用造价信息差额调整法）","","","","","","","","",""]
["工程名称：","凉山州科教园区暨医学类教育服务项目\\文化体验中心【文化体验中心-空调防排烟】","","","","标段：","","","",""]
["序号","名称、规格、型号","单位","数量","风险系数(%)","","基准单价(元)","投标单价(元)","发承包人确认单价(元)","备注"]
["1","镀锌钢板 0.75mm","m2","32.344"," ","","29.27","",""," "]
["2","柜式离心风机7600（m3/h）","台","1"," ","","4500.00","",""," "]
["3","离心式管道风机2000（m3/h）","台","1"," ","","2160.00","",""," "]
["4","管道式换气扇P-400(带止回功能)","台","5"," ","","95.00","",""," "]
["5","管道式换气扇P-600(带止回功能)","台","2"," ","","95.00","",""," "]
["6","70℃防火阀 320*250","个","2.02"," ","","193.50","",""," "]
["7","单层格栅风口带风阀 800*400","个","1.01"," ","","191.70","",""," "]
["8","单层格栅风口带风阀 1200*1000","个","1.01"," ","","649.80","",""," "]
["9","防火玻璃","m2","176.386"," ","","245.00","",""," "]
["10","防雨百叶带过滤网 300*200","个","1.01"," ","","99.00","",""," "]
["11","防雨百叶带过滤网 800*200","个","2.02"," ","","172.80","",""," "]
["12","防雨百叶带过滤网 2000*600","个","1.01"," ","","631.80","",""," "]
["13","消声器 XZP100 L=1500mm,1600*400","个","1"," ","","2610.00","",""," "]
["14","镀锌钢板 1.0mm","m2","9.971"," ","","37.37","",""," "]
["15","镀锌钢板 1.2mm","m2","7.363"," ","","44.84","",""," "]
["16","镀锌钢板 1.5mm","m2","10.561"," ","","56.07","",""," "]
["17","铝箔离心玻璃棉板","m3","2.781"," ","","720.00","",""," "]
["18","无石棉纤维增强硅酸盐板","m3","11.257"," ","","63.00","",""," "]

{"sheet":"E.3 单位工程招标控制价汇总表(表-04)【室外工程‖室外~","index":48,"n_rows":19,"n_cols":5,"rows_kept":19,"merged":[[0,0,0,4],[1,0,1,1],[2,1,2,2],[3,1,3,2],[4,1,4,2],[5,1,5,2],[6,1,6,2],[7,1,7,2],[8,1,8,2],[9,1,9,2],[10,1,10,2],[11,1,11,2],[12,1,12,2],[13,1,13,2],[14,1,14,2],[15,1,15,2],[16,1,16,2],[17,1,17,2],[18,0,18,2]],"flags":["formulas_cached_only"]}
["单位工程招标控制价汇总表","","","",""]
["工程名称：","","凉山州科教园区暨医学类教育服务项目\\室外工程【室外总平安装工程-给排水】","标段：",""]
["序号","汇总内容","","金  额（元）","其中:暂估价(元)"]
["1","分部分项及单价措施项目","","1056746.66","90580.27"]
[" ","消防水工程","","1056746.66","90580.27"]
["2","总价措施项目","","36245.42","-"]
["2.1","其中：安全文明施工费","","33453.61","-"]
["3","其他项目",""," ","-"]
["3.1","其中：暂列金额",""," ","-"]
["3.2","其中：专业工程暂估价",""," ","-"]
["3.3","其中：计日工",""," ","-"]
["3.4","其中：总承包服务费",""," ","-"]
["4","规费","","17391.95","-"]
["5","创优质工程奖补偿奖励费",""," ","-"]
["6","税前不含税工程造价","","1110384.03","-"]
["6.1","其中：除税甲供材料（设备）费",""," ","-"]
["7","销项增值税额","","99934.56","-"]
["8","附加税","","3475.50","-"]
[" 招标控制价/投标报价总价合计=税前不含税工程造价+销项增值税额+附加税","","","1213794.09","90580.27"]

{"sheet":"F.1.1 分部分项工程和单价措施项目清单与计价表(表-0~6","index":49,"n_rows":49,"n_cols":11,"rows_kept":49,"merged":[[0,0,0,10],[1,0,1,1],[1,2,1,6],[1,7,1,8],[1,9,1,10],[2,0,4,0],[2,1,4,2],[2,3,4,3],[2,4,4,4],[2,5,4,5],[2,6,4,7],[2,8,2,10],[3,8,4,8],[3,9,4,9],[5,1,5,2],[5,3,5,4],[5,6,5,7],[6,1,6,2],[6,6,6,7],[7,1,7,2],[7,6,7,7],[8,1,8,2],[8,6,8,7],[9,1,9,2],[9,6,9,7],[10,1,10,2],[10,6,10,7],[11,1,11,2],[11,6,11,7],[12,1,12,2],[12,6,12,7],[13,1,13,2],[13,6,13,7],[14,1,14,2],[14,6,14,7],[15,1,15,2],[15,6,15,7],[16,1,16,2],[16,6,16,7],[17,1,17,2],[17,6,17,7],[18,1,18,2],[18,6,18,7],[19,1,19,2],[19,6,19,7],[20,1,20,2],[20,6,20,7],[21,1,21,2],[21,6,21,7],[22,1,22,2],[22,3,22,4],[22,6,22,7],[23,1,23,2],[23,3,23,4],[23,6,23,7],[24,1,24,2],[24,3,24,4],[24,6,24,7],[25,1,25,2],[25,6,25,7],[26,1,26,2],[26,3,26,4],[26,6,26,7],[27,1,27,2],[27,3,27,4],[27,6,27,7],[28,1,28,2],[28,6,28,7],[29,1,29,2],[29,6,29,7],[30,1,30,2],[30,6,30,7],[31,1,31,2],[31,6,31,7],[32,1,32,2],[32,6,32,7],[33,1,33,2],[33,6,33,7],[34,1,34,2],[34,6,34,7],[35,1,35,2],[35,6,35,7],[36,1,36,2],[36,6,36,7],[37,1,37,2],[37,6,37,7],[38,1,38,2],[38,6,38,7],[39,1,39,2],[39,6,39,7],[40,1,40,2],[40,6,40,7],[41,1,41,2],[41,6,41,7],[42,1,42,2],[42,6,42,7],[43,1,43,2],[43,6,43,7],[44,1,44,2],[44,6,44,7],[45,1,45,2],[45,6,45,7],[46,1,46,2],[46,3,46,4],[46,6,46,7],[47,1,47,2],[47,3,47,4],[47,6,47,7],[48,0,48,8]],"flags":["formulas_cached_only"]}
["分部分项工程和单价措施项目清单与计价表","","","","","","","","","",""]
["工程名称：","","凉山州科教园区暨医学类教育服务项目\\室外工程【室外总平安装工程-给排水】","","","","","标段：","","",""]
["序号","项目编码","","项目名称","项目特征","计量\r\n单位","工程\r\n量","","金额（元）","",""]
["","","","","","","","","综合单价","合价","其   中"]
["","","","","","","","","","","暂估价"]
[" "," ","","消防水工程 ",""," "," ",""," "," "," "]
["1","031001007027","","钢丝网骨架塑料复合给水管 DN200 压力等级2.0Mpa","1.安装部位:室外\r\n2.输送介质:给水\r\n3.材质:钢丝网骨架塑料复合给水管\r\n4.型号、规格：DN200mm（2.0Mpa）\r\n5.连接方式：热熔连接\r\n6.其他满足设计要求","m","3493.09","","152.65","533220.19","71051.96"]
["2","031001007027","","钢丝网骨架塑料复合给水管 DN150 压力等级2.0Mpa","1.安装部位:室外\r\n2.输送介质:给水\r\n3.材质:钢丝网骨架塑料复合给水管\r\n4.型号、规格：DN150mm（2.0Mpa）\r\n5.连接方式：热熔连接\r\n6.其他满足设计要求","m","1856.76","","103.74","192620.28",""]
["3","031001007028","","钢丝网骨架塑料复合给水管 DN100 压力等级2.0Mpa","1.安装部位：室外 \r\n2.介质：水 \r\n3.材质、规格：钢丝网骨架塑料复合管 DN100 \r\n4.连接形式：电热熔连接 \r\n5.压力试验及吹、洗设计要求：详设计图纸 \r\n6.含管件及管件安装","m","1397.43","","67.95","94955.37",""]
["4","030901012005","","地下式水泵接合器 DN100","1.安装部位:室外地上\r\n2.型号、规格：包括闸阀,止回阀,安全阀\r\n3.其它满足设计和规范要求","套","18","","803.38","14460.84",""]
["5","030901012005","","地下式水泵接合器 DN150","1.安装部位:室外地上\r\n2.型号、规格：包括闸阀,止回阀,安全阀\r\n3.其它满足设计和规范要求","套","8","","1169.59","9356.72","4921.60"]
["6","040504001006","","阀门井","1.名称：阀门井\r\n2.规格：φ1000\r\n3.垫层：C10砼垫层\r\n4.井壁：M10干混砂浆砖砌\r\n5.井底：C25砼井底\r\n6.顶板:C25砼顶板\r\n7.钢筋：现浇构件钢筋 φ12~φ16\r\n8.井盖：球墨铸铁井盖 φ700\r\n9.其余详见图集05SS502-16，并满足设计规范要求","座","61","","706.70","43108.70","14606.71"]
["7","030807003046","","闸阀 DN100","1.名称：闸阀 \r\n2.材质：球墨铸铁\r\n3.型号、规格：DN100\r\n4.连接形式：法兰连接\r\n5.含配套法兰、附件\r\n6.满足设计图纸及验收规范要求","个","14","","636.95","8917.30",""]
["8","030807003046","","闸阀 DN150","1.名称：闸阀 \r\n2.材质：球墨铸铁\r\n3.型号、规格：DN150\r\n4.连接形式：法兰连接\r\n5.含配套法兰、附件\r\n6.满足设计图纸及验收规范要求","个","33","","1510.99","49862.67",""]
["9","030807003046","","闸阀 DN200","1.名称：闸阀 \r\n2.材质：球墨铸铁\r\n3.型号、规格：DN200\r\n4.连接形式：法兰连接\r\n5.含配套法兰、附件\r\n6.满足设计图纸及验收规范要求","个","14","","1647.75","23068.50",""]
["10","030807003005","","带锁定装置的双向型蝶阀 DN100","1.名称：带锁定装置的双向型蝶阀\r\n2.材质：详设计\r\n3.型号、规格：DN100mm \r\n4.连接形式：法兰连接\r\n5.其他：满足设计及规范要求","个","8","","356.73","2853.84",""]
["11","030807003005","","带锁定装置的双向型蝶阀 DN150","1.名称：带锁定装置的双向型蝶阀\r\n2.材质：详设计\r\n3.型号、规格：DN150mm \r\n4.连接形式：法兰连接\r\n5.其他：满足设计及规范要求","个","4","","541.74","2166.96",""]
["12","031003003021","","旋启式止回阀 DN100","1.类型：旋启式止回阀 \r\n2.材质：球墨铸铁阀体 \r\n3.规格、压力等级：DN100 \r\n4.连接形式：法兰连接 \r\n5.焊接方法：详设计\r\n6.含沟槽法兰等综合考虑\r\n7.其他详设计及满足规范要求","个","8","","1077.19","8617.52",""]
["13","031003003021","","旋启式止回阀 DN150","1.类型：旋启式止回阀 \r\n2.材质：球墨铸铁阀体 \r\n3.规格、压力等级：DN150 \r\n4.连接形式：法兰连接 \r\n5.焊接方法：详设计\r\n6.含沟槽法兰等综合考虑\r\n7.其他详设计及满足规范要求","个","4","","1167.77","4671.08",""]
["14","030901013102","","推车灭火器（磷酸铵盐） MFT20","1.名称：推车灭火器（磷酸铵盐） \r\n2.型号、规格：MFT20\r\n3.含推车\r\n4.其他要求：满足相关图集、标准及招标技术要求","套","43","","236.32","10161.76",""]
["15","010101003011","","挖沟槽土石方","1.土石类别 ：土石综合考虑，中标后单价不作任何调整\r\n2.挖土石方深度：综合考虑\r\n3.弃土石运距及堆场：投标人自行考虑\r\n4.报价综合考虑水钻、局部爆破、破碎、强夯等施工工艺\r\n5.钎探费用等均综合考虑在综合单价中\r\n6.开挖方式由投标人自行考虑并综合报价\r\n7.场外运距及堆场：外弃土石方的堆放场地、弃置运距由投标人综合考虑在报价中，符合城市建筑碴土清运管理规定及当地政府对安全文明施工的要求，能满足市场运输价格需求。在中标后合同履行期间，不因本工程工程数量、土石比例、外弃土石方运输距离、土石方运输方案、外弃土石方的堆放场地等变化而对合同单价作任何调整\r\n8.其他：满足设计及施工规范要求","m3","2361.55","","17.30","40854.82",""]
["16","010103001012","","素土回填","1.回填部位：基础回填及房心回填\r\n2.土质要求：满足设计及规范要求\r\n3.夯填及密实度要求：满足设计及规范要求\r\n4.粒径要求：满足设计及规范要求\r\n5.运输距离：投标人根据现场踏勘情况自行考虑","m3","2201","","8.11","17850.11",""]
[" "," ","","分部小计 ",""," "," ",""," ","1056746.66","90580.27"]
[" "," ","","单价措施项目清单 ",""," "," ",""," "," "," "]
[" "," ","","其他措施项目 ",""," "," ",""," "," "," "]
["17","031302007001","","高层施工增加费"," ","项"," ",""," ","",""]
[" "," ","","分部小计 ",""," "," ",""," "," "," "]
[" "," ","","专业措施项目 ",""," "," ",""," "," "," "]
["18","031301001001","","吊装加固"," ","项"," ",""," ","",""]
["19","031301002001","","金属抱杆安装拆除、移位"," ","项"," ",""," ","",""]
["20","031301003001","","平台铺设、拆除"," ","项"," ",""," ","",""]
["21","031301004001","","顶升、提升装置"," ","项"," ",""," ","",""]
["22","031301005001","","大型设备专用机具"," ","项"," ",""," ","",""]
["23","031301006001","","焊接工艺评定"," ","项"," ",""," ","",""]
["24","031301007001","","胎（模）具制作、安装、拆除"," ","项"," ",""," ","",""]
["25","031301008001","","防护棚制作安装拆除"," ","项"," ",""," ","",""]
["26","031301009001","","特殊地区施工增加"," ","项"," ",""," ","",""]
["27","031301010001","","安装与生产同时进行施工增加"," ","项"," ",""," ","",""]
["28","031301011001","","在有害身体健康环境中施工增加"," ","项"," ",""," ","",""]
["29","031301012001","","工程系统检测、检验"," ","项"," ",""," ","",""]
["30","031301013001","","设备、管道施工的安全、防冻和焊接保护"," ","项"," ",""," ","",""]
["31","031301014001","","焦炉烘炉、热态工程"," ","项"," ",""," ","",""]
["32","031301015001","","管道安拆后的充气保护"," ","项"," ",""," ","",""]
["33","031301016001","","隧道内施工的通风、供水、供气、供电、照明及通讯设施"," ","项"," ",""," ","",""]
["34","031301017001","","脚手架搭拆"," ","项","1",""," ","",""]
["35","031301018001","","其他措施"," ","项"," ",""," ","",""]
[" "," ","","分部小计 ",""," "," ",""," "," "," "]
[" "," ","","分部小计 ",""," "," ",""," "," "," "]
["合　　计","","","","","","","","","1056746.66","90580.27"]

{"sheet":"F.4 总价措施项目清单计价表(表-11)【室外工程‖室外总~","index":50,"n_rows":15,"n_cols":12,"rows_kept":15,"merged":[[0,0,0,11],[1,0,1,1],[1,2,1,5],[1,6,1,7],[1,8,1,11],[2,1,2,2],[2,3,2,4],[2,8,2,9],[3,1,3,2],[3,3,3,4],[3,8,3,9],[4,1,4,2],[4,3,4,4],[4,8,4,9],[5,1,5,2],[5,3,5,4],[5,8,5,9],[6,1,6,2],[6,3,6,4],[6,8,6,9],[7,1,7,2],[7,3,7,4],[7,8,7,9],[8,1,8,2],[8,3,8,4],[8,8,8,9],[9,1,9,2],[9,3,9,4],[9,8,9,9],[10,1,10,2],[10,3,10,4],[10,8,10,9],[11,1,11,2],[11,3,11,4],[11,8,11,9],[12,1,12,2],[12,3,12,4],[12,8,12,9],[13,1,13,2],[13,3,13,4],[13,8,13,9],[14,0,14,6],[14,8,14,9]],"flags":["formulas_cached_only"]}
["总价措施项目清单计价表","","","","","","","","","","",""]
["工程名称：","","凉山州科教园区暨医学类教育服务项目\\室外工程【室外总平安装工程-给排水】","","","","标段：","","","","",""]
["序 号","项目编码","","项目名称","","计算基础","费率\r\n（%）","金额\r\n（元）","调整费率\r\n(%)","","调整后\r\n金额(元)","备注"]
["1","031302001001","","安全文明施工费",""," "," ","33453.61","","",""," "]
["1.1","①","","环境保护费","","分部分项工程及单价措施项目(定额人工费+定额机械费)","1.1","2647.41","","",""," "]
["1.2","②","","文明施工费","","分部分项工程及单价措施项目(定额人工费+定额机械费)","2.5","6016.84","","",""," "]
["1.3","③","","安全施工费","","分部分项工程及单价措施项目(定额人工费+定额机械费)","3.9","9386.26","","",""," "]
["1.4","④","","临时设施费","","分部分项工程及单价措施项目(定额人工费+定额机械费)","6.4","15403.10","","",""," "]
["2","031302002001","","夜间施工增加费",""," "," ","1155.23","","",""," "]
["3","031302003001","","非夜间施工增加",""," "," ","","","",""," "]
["4","031302004001","","二次搬运费",""," "," ","553.55","","",""," "]
["5","031302005001","","冬雨季施工增加费",""," "," ","866.42","","",""," "]
["6","031302006001","","已完工程及设备保护费",""," "," ","","","",""," "]
["7","031302008001","","工程定位复测费",""," "," ","216.61","","",""," "]
["合　　计","","","","","","","36245.42","-","","-","-"]

{"sheet":"H 规费、税金项目清单计价表(表-13)【室外工程‖室外总平~","index":51,"n_rows":7,"n_cols":6,"rows_kept":7,"merged":[[0,0,0,5],[1,1,1,2],[1,3,1,4],[6,0,6,4]],"flags":["formulas_cached_only"]}
["规费、税金项目计价表","","","","",""]
["工程名称：","凉山州科教园区暨医学类教育服务项目\\室外工程【室外总平安装工程-给排水】","","标段：","",""]
["序号","项目名称","计算基础","计算基数","计算费率（％）","金额(元)"]
["1","规费","分部分项定额人工费+单价措施项目定额人工费","208037.71","8.36","17391.95"]
["2","销项增值税额","分部分项工程费+措施项目费+其他项目费+规费+按实计算费用+创优质工程奖补偿奖励费-按规定不计税的工程设备金额-除税甲供材料（设备）费","1110384.03","9","99934.56"]
["3","附加税","分部分项工程费+措施项目费+其他项目费+规费+按实计算费用+创优质工程奖补偿奖励费-按规定不计税的工程设备金额-除税甲供材料（设备）费","1110384.03","0.313","3475.50"]
["合计","","","","","120802.01"]

{"sheet":"L.2 承包人提供主要材料和工程设备一览表(表-21)【室外~","index":52,"n_rows":34,"n_cols":10,"rows_kept":34,"merged":[[0,0,0,9],[1,1,1,4],[1,5,1,7],[1,8,1,9],[2,4,2,5],[3,4,3,5],[4,4,4,5],[5,4,5,5],[6,4,6,5],[7,4,7,5],[8,4,8,5],[9,4,9,5],[10,4,10,5],[11,4,11,5],[12,4,12,5],[13,4,13,5],[14,4,14,5],[15,4,15,5],[16,4,16,5],[17,4,17,5],[18,4,18,5],[19,4,19,5],[20,4,20,5],[21,4,21,5],[22,4,22,5],[23,4,23,5],[24,4,24,5],[25,4,25,5],[26,4,26,5],[27,4,27,5],[28,4,28,5],[29,4,29,5],[30,4,30,5],[31,4,31,5],[32,4,32,5],[33,4,33,5]],"flags":["formulas_cached_only"]}
[" 承包人提供主要材料和工程设备一览表\r\n（适用造价信息差额调整法）","","","","","","","","",""]
["工程名称：","凉山州科教园区暨医学类教育服务项目\\室外工程【室外总平安装工程-给排水】","","","","标段：","","","",""]
["序号","名称、规格、型号","单位","数量","风险系数(%)","","基准单价(元)","投标单价(元)","发承包人确认单价(元)","备注"]
["1","钢丝网骨架塑料复合管管件 DN200","个","1147.48"," ","","61.92","",""," "]
["2","钢丝网骨架塑料复合管管件 DN150","个","628.142"," ","","42.81","",""," "]
["3","钢丝网骨架塑料复合管件 DN100","个","484.07"," ","","25.62","",""," "]
["4","钢丝网骨架塑料复合管 DN200 压力等级2.0Mpa","m","3545.486"," ","","91.33","",""," "]
["5","钢丝网骨架塑料复合管 DN150 压力等级2.0Mpa","m","1884.611"," ","","54.92","",""," "]
["6","钢丝网骨架塑料复合管 DN100 压力等级2.0Mpa","m","1418.391"," ","","29.92","",""," "]
["7","地下式水泵接合器 DN100","套","18"," ","","391.25","",""," "]
["8","地上式水泵接合器 DN150 SQS150-A","套","8"," ","","615.20","",""," "]
["9","商品混凝土 C15","m3","4.838"," ","","398.23","",""," "]
["10","水","m3","33.985"," ","","4.35","",""," "]
["11","其他材料费","元","58.158"," ","","1.00","",""," "]
["12","标准砖","千匹","11.151"," ","","448.12","",""," "]
["13","干混砌筑砂浆 M7.5","t","9.489"," ","","266.00","",""," "]
["14","商品混凝土 C20","m3","18.211"," ","","402.65","",""," "]
["15","钢筋 φ12～16","t","3.378"," ","","4.27","",""," "]
["16","焊条 综合","kg","27.406"," ","","4.65","",""," "]
["17","轻型塑料井盖 φ700","套","61"," ","","180.00","",""," "]
["18","干混砌筑砂浆 M15","t","3.264"," ","","320.00","",""," "]
["19","推车灭火器（磷酸铵盐） MFT20","组","43"," ","","210.00","",""," "]
["20","柴油(机械)","L","1731.206"," ","","7.66","",""," "]
["21","汽油(机械)","L","91.716"," ","","9.55","",""," "]
["22","碳钢平焊法兰DN100","片","62"," ","","27.14","",""," "]
["23","碳钢平焊法兰DN150","片","82"," ","","51.25","",""," "]
["24","带锁定装置的双向型蝶阀 DN100","个","9"," ","","58.50","",""," "]
["25","旋启式止回阀 DN100","个","8"," ","","781.20","",""," "]
["26","带锁定装置的双向型蝶阀 DN150","个","4"," ","","92.70","",""," "]
["27","旋启式止回阀 DN150","个","4"," ","","697.50","",""," "]
["28","闸阀DN100","个","14"," ","","340.96","",""," "]
["29","闸阀DN150","个","33"," ","","1040.72","",""," "]
["30","闸阀DN200","个","14"," ","","1040.70","",""," "]
["31","碳钢平焊法兰DN200","片","28"," ","","56.27","",""," "]

{"sheet":"E.3 单位工程招标控制价汇总表(表-04)【综合实训楼1-~","index":53,"n_rows":23,"n_cols":5,"rows_kept":23,"merged":[[0,0,0,4],[1,0,1,1],[2,1,2,2],[3,1,3,2],[4,1,4,2],[5,1,5,2],[6,1,6,2],[7,1,7,2],[8,1,8,2],[9,1,9,2],[10,1,10,2],[11,1,11,2],[12,1,12,2],[13,1,13,2],[14,1,14,2],[15,1,15,2],[16,1,16,2],[17,1,17,2],[18,1,18,2],[19,1,19,2],[20,1,20,2],[21,1,21,2],[22,0,22,2]],"flags":["formulas_cached_only"]}
["单位工程招标控制价汇总表","","","",""]
["工程名称：","","凉山州科教园区暨医学类教育服务项目\\综合实训楼1-2#【1-2#综合实训楼-消防电气】","标段：",""]
["序号","汇总内容","","金  额（元）","其中:暂估价(元)"]
["1","分部分项及单价措施项目","","250612.74","6950.00"]
[" ","火灾报警系统 ","","122912.18","6950.00"]
[" ","防火门监控系统 ","","13028.41"," "]
[" ","电气火灾监控系统 ","","6527.26"," "]
[" ","消防设备电源监控系统 ","","3834.62"," "]
[" ","集中控制应急照明系统 ","","101797.95"," "]
["2","总价措施项目","","14197.29","-"]
["2.1","其中：安全文明施工费","","13103.75","-"]
["3","其他项目",""," ","-"]
["3.1","其中：暂列金额",""," ","-"]
["3.2","其中：专业工程暂估价",""," ","-"]
["3.3","其中：计日工",""," ","-"]
["3.4","其中：总承包服务费",""," ","-"]
["4","规费","","7817.04","-"]
["5","创优质工程奖补偿奖励费",""," ","-"]
["6","税前不含税工程造价","","272627.07","-"]
["6.1","其中：除税甲供材料（设备）费",""," ","-"]
["7","销项增值税额","","24536.44","-"]
["8","附加税","","853.32","-"]
[" 招标控制价/投标报价总价合计=税前不含税工程造价+销项增值税额+附加税","","","298016.83","6950.00"]

{"sheet":"F.1.1 分部分项工程和单价措施项目清单与计价表(表-0~7","index":54,"n_rows":91,"n_cols":11,"rows_kept":91,"merged":[[0,0,0,10],[1,0,1,1],[1,2,1,6],[1,7,1,8],[1,9,1,10],[2,0,4,0],[2,1,4,2],[2,3,4,3],[2,4,4,4],[2,5,4,5],[2,6,4,7],[2,8,2,10],[3,8,4,8],[3,9,4,9],[5,1,5,2],[5,3,5,4],[5,6,5,7],[6,1,6,2],[6,6,6,7],[7,1,7,2],[7,6,7,7],[8,1,8,2],[8,6,8,7],[9,1,9,2],[9,6,9,7],[10,1,10,2],[10,6,10,7],[11,1,11,2],[11,6,11,7],[12,1,12,2],[12,6,12,7],[13,1,13,2],[13,6,13,7],[14,1,14,2],[14,6,14,7],[15,1,15,2],[15,6,15,7],[16,1,16,2],[16,6,16,7],[17,1,17,2],[17,6,17,7],[18,1,18,2],[18,6,18,7],[19,1,19,2],[19,6,19,7],[20,1,20,2],[20,6,20,7],[21,1,21,2],[21,6,21,7],[22,1,22,2],[22,6,22,7],[23,1,23,2],[23,6,23,7],[24,1,24,2],[24,6,24,7],[25,1,25,2],[25,6,25,7],[26,1,26,2],[26,6,26,7],[27,1,27,2],[27,6,27,7],[28,1,28,2],[28,6,28,7],[29,1,29,2],[29,6,29,7],[30,1,30,2],[30,6,30,7],[31,1,31,2],[31,6,31,7],[32,1,32,2],[32,6,32,7],[33,1,33,2],[33,3,33,4],[33,6,33,7],[34,1,34,2],[34,3,34,4],[34,6,34,7],[35,1,35,2],[35,6,35,7],[36,1,36,2],[36,6,36,7],[37,1,37,2],[37,6,37,7],[38,1,38,2],[38,6,38,7],[39,1,39,2],[39,3,39,4],[39,6,39,7],[40,1,40,2],[40,3,40,4],[40,6,40,7],[41,1,41,2],[41,6,41,7],[42,1,42,2],[42,6,42,7],[43,1,43,2],[43,3,43,4],[43,6,43,7],[44,1,44,2],[44,3,44,4],[44,6,44,7],[45,1,45,2],[45,6,45,7],[46,1,46,2],[46,6,46,7],[47,1,47,2],[47,6,47,7],[48,1,48,2],[48,3,48,4],[48,6,48,7],[49,1,49,2],[49,3,49,4],[49,6,49,7],[50,1,50,2],[50,6,50,7],[51,1,51,2],[51,6,51,7],[52,1,52,2],[52,6,52,7],[53,1,53,2],[53,6,53,7],[54,1,54,2],[54,6,54,7],[55,1,55,2],[55,6,55,7],[56,1,56,2],[56,6,56,7],[57,1,57,2],[57,6,57,7],[58,1,58,2],[58,6,58,7],[59,1,59,2],[59,6,59,7],[60,1,60,2],[60,6,60,7],[61,1,61,2],[61,6,61,7],[62,1,62,2],[62,6,62,7],[63,1,63,2],[63,6,63,7],[64,1,64,2],[64,3,64,4],[64,6,64,7],[65,1,65,2],[65,3,65,4],[65,6,65,7],[66,1,66,2],[66,3,66,4],[66,6,66,7],[67,1,67,2],[67,6,67,7],[68,1,68,2],[68,3,68,4],[68,6,68,7],[69,1,69,2],[69,3,69,4],[69,6,69,7],[70,1,70,2],[70,6,70,7],[71,1,71,2],[71,6,71,7],[72,1,72,2],[72,6,72,7],[73,1,73,2],[73,6,73,7],[74,1,74,2],[74,6,74,7],[75,1,75,2],[75,6,75,7],[76,1,76,2],[76,6,76,7],[77,1,77,2],[77,6,77,7],[78,1,78,2],[78,6,78,7],[79,1,79,2],[79,6,79,7],[80,1,80,2],[80,6,80,7],[81,1,81,2],[81,6,81,7],[82,1,82,2],[82,6,82,7],[83,1,83,2],[83,6,83,7],[84,1,84,2],[84,6,84,7],[85,1,85,2],[85,6,85,7],[86,1,86,2],[86,6,86,7],[87,1,87,2],[87,6,87,7],[88,1,88,2],[88,3,88,4],[88,6,88,7],[89,1,89,2],[89,3,89,4],[89,6,89,7],[90,0,90,8]],"flags":["formulas_cached_only"]}
["分部分项工程和单价措施项目清单与计价表","","","","","","","","","",""]
["工程名称：","","凉山州科教园区暨医学类教育服务项目\\综合实训楼1-2#【1-2#综合实训楼-消防电气】","","","","","标段：","","",""]
["序号","项目编码","","项目名称","项目特征","计量\r\n单位","工程\r\n量","","金额（元）","",""]
["","","","","","","","","综合单价","合价","其   中"]
["","","","","","","","","","","暂估价"]
[" "," ","","火灾报警系统 ",""," "," ",""," "," "," "]
["1","030904008016","","消防接线端子箱","1.名称：消防端子箱（含各系统的并接端子排）\r\n2.规格：20对\r\n3.类型：详设计 \r\n4.输出形式：综合考虑\r\n5.其他详设计及满足规范要求","台","6","","148.24","889.44",""]
["2","030904008017","","模块箱","1.名称：模块箱\r\n2.规格：详设计\r\n3.类型：详设计 \r\n4.输出形式：综合考虑\r\n5.其他详设计及满足规范要求","台","2","","141.49","282.98",""]
["3","030904001018","","感烟探测器（编码型）","1.名称：感烟探测器（编码型） \r\n2.规格：详设计 \r\n3.线制：详设计 \r\n4.类型：综合考虑\r\n5.其他详设计及满足规范要求","个","384","","73.44","28200.96",""]
["4","030904001019","","感温探测器（编码型）","1.名称：感温探测器（编码型）\r\n2.规格：详设计 \r\n3.线制：详设计 \r\n4.类型：综合考虑\r\n5.其他详设计及满足规范要求","个","35","","72.85","2549.75",""]
["5","030904005022","","声光警报器","1.名称：声光警报器\r\n2.规格：详设计\r\n3.安装方式：墙上明设,底边距地2.3米\r\n4.其他详设计及满足规范要求","个","22","","135.96","2991.12",""]
["6","030904003023","","带电话插孔手报按钮","1.名称：带电话插孔手报按钮\r\n2.规格：详设计\r\n3.其他详设计及满足规范要求","个","20","","113.01","2260.20",""]
["7","030904003024","","消火栓按钮","1.名称：消火栓按钮 \r\n2.规格：详设计\r\n3.其他详设计及满足规范要求","个","58","","155.40","9013.20",""]
["8","030904006025","","火警专用电话","1.名称：火警专用电话 \r\n2.规格：详设计\r\n3安装方式：壁装\r\n4.其他详设计及满足规范要求","个","4","","98.59","394.36",""]
["9","030904008026","","输入模块","1.名称：输入模块 \r\n2.规格：详设计 \r\n3.类型：详设计  \r\n4.输出形式：综合考虑\r\n5.其他详设计及满足规范要求","个","16","","315.89","5054.24",""]
["10","030904008027","","输入输出模块","1.名称：输入输出模块 \r\n2.规格：详设计 \r\n3.类型：详设计  \r\n4.输出形式：综合考虑\r\n5.其他详设计及满足规范要求","个","21","","377.17","7920.57",""]
["11","030904008029","","总线隔离器","1.名称：总线隔离器\r\n2.规格：详设计 \r\n3.类型：详设计  \r\n4.输出形式：综合考虑\r\n5.其他详设计及满足规范要求","个","25","","312.49","7812.25",""]
["12","030504002022","","火灾显示盘","1.名称：火灾显示盘\r\n2.规格：满足使用要求\r\n3.安装方式;综合\r\n4.接线端子压线,单体调试\r\n5.其他要求：满足相关标准图集、规范、设计及验收要求等","台","1","","1074.10","1074.10",""]
["13","030904009013","","气体灭火控制盘","1.名称：气体灭火控制盘\r\n2.线制：满足要求\r\n4.安装方式;综合 \r\n5.控制点数量：满足使用要求 \r\n6.显示器类型：满足使用要求\r\n7.接线端子压线,单体调试\r\n8.其他要求：满足相关标准图集、规范、设计及验收要求等","台","1","","6608.77","6608.77","6550.00"]
["14","030904005014","","气体灭火火灾声光警报器","1.名称：气体灭火火灾声光警报器\r\n2.规格：满足使用要求\r\n3.安装方式：综合\r\n4.接线端子压线,单体调试\r\n5.其他要求：满足相关标准图集、规范、设计及验收要求等","个","4","","229.23","916.92",""]
["15","030904005017","","气体灭火放气灯","1 名称:气体灭火放气灯\r\n2.规格：满足使用要求\r\n2 安装形式:综合\r\n4.接线端子压线,单体调试\r\n5.其他要求：满足相关标准图集、规范、设计及验收要求等","个","2","","199.23","398.46","190.00"]
["16","030904003018","","手动/自动切换开关","1.名称：手动/自动切换开关\r\n2.规格：满足使用要求\r\n3.安装方式;综合\r\n4.接线端子压线,单体调试\r\n5.其他要求：满足相关标准图集、规范、设计及验收要求等","个","2","","164.45","328.90","150.00"]
["17","030904003018","","紧急启动/停止按钮","1.名称：紧急启动/停止按钮\r\n2.规格：满足使用要求\r\n3.安装方式;综合\r\n4.接线端子压线,单体调试\r\n5.其他要求：满足相关标准图集、规范、设计及验收要求等","个","2","","118.25","236.50","60.00"]
["18","030411001045","","可挠金属套管 DN20","1.名称：配管\r\n2.材质：可挠金属套管 \r\n3.规格：DN20\r\n4.配置形式：综合考虑 \r\n5.接地要求：详设计 \r\n6.钢索材质、规格：详设计 \r\n7.其他详设计及满足规范要求","m","643.5","","12.49","8037.32",""]
["19","030411004056","","配线 WDZCN-BYJ-2.5mm2","1.名称：配线 \r\n2.配线形式：综合考虑 \r\n3.型号：WDZCN-BYJ\r\n4.规格：2.5mm2 \r\n5.材质：铜芯线 \r\n6.配线部位：综合考虑 \r\n7.配线线制：详设计 \r\n8.钢索材质、规格：详设计\r\n9.其他详设计及满足规范要求","m","2123.96","","3.49","7412.62",""]
["20","030411004057","","配线 WDZCN-BYJ-4mm2","1.名称：配线 \r\n2.配线形式：综合考虑 \r\n3.型号：WDZCN-BYJ\r\n4.规格：4mm2 \r\n5.材质：铜芯线 \r\n6.配线部位：综合考虑 \r\n7.配线线制：详设计 \r\n8.钢索材质、规格：详设计\r\n9.其他详设计及满足规范要求","m","469.58","","4.08","1915.89",""]
["21","030411004058","","配线 WDZCN-RYS-2*1.5mm2","1.名称：配线 \r\n2.配线形式：综合考虑 \r\n3.型号：WDZBN-RYS \r\n4.规格：2*1.5mm2 \r\n5.材质：铜芯软线 \r\n6.配线部位：综合考虑 \r\n7.配线线制：详设计 \r\n8.钢索材质、规格：详设计\r\n9.其他详设计及满足规范要求","m","4256.93","","3.83","16304.04",""]
["22","030411004058","","配线 WDZCN-RYJS-2*1.5mm2","1.名称：配线 \r\n2.配线形式：综合考虑 \r\n3.型号：WDZCN-RYJS \r\n4.规格：2*1.5mm2 \r\n5.材质：铜芯软线 \r\n6.配线部位：综合考虑 \r\n7.配线线制：详设计 \r\n8.钢索材质、规格：详设计\r\n9.其他详设计及满足规范要求","m","850.08","","3.83","3255.81",""]
["23","030408002032","","控制电缆 WDZN-KYJY-3*1.5mm2","1.名称：控制电缆 \r\n2.型号：WDZN-KYJY\r\n3.规格：4*1.5mm2  \r\n4.材质：铜芯 \r\n5.敷设方式、部位：井道、非井道综合考虑 \r\n6.电压等级（kV）：详设计 \r\n7.地形：详设计\r\n8.其他详设计及满足规范要求","m","518.63","","8.65","4486.15",""]
["24","030408007037","","控制电缆头 电缆芯数（芯） ≤6","1.名称：控制电缆头  \r\n2.型号：详设计 \r\n3.规格：电缆芯数（芯） ≤6 \r\n4.材质、类型：综合考虑 \r\n5.安装方式：详设计\r\n6.其他详设计及满足规范要求","个","6","","80.54","483.24",""]
["25","030905003165","","防火控制装置调试 正压送风阀、排烟阀、防火阀","1.调试内容：正压送风阀、排烟阀、防火阀\r\n2.数量：该标段内的本区域\r\n3.满足验收规范要求，出具调试报告\r\n4.其他要求：满足相关标准图集、规范、设计及验收要求等","个","1","","132.83","132.83",""]
["26","030905003166","","防火控制装置调试 广播、通讯分机及插孔","1.调试内容：广播喇叭及音箱、通讯分机及插孔\r\n2.数量：含本项目全部点位\r\n3.满足验收规范要求，出具调试报告\r\n4.其他要求：满足相关标准图集、规范、设计及验收要求等","个","24","","50.16","1203.84",""]
["27","030905003169","","防火控制装置调试(电梯)","1.名称:防火控制装置调试 \r\n2.类型:消防电梯调试\r\n3.满足验收规范要求，出具调试报告\r\n4.其他要求：满足相关标准图集、规范、设计及验收要求等","部","2","","1373.86","2747.72",""]
[" "," ","","分部小计 ",""," "," ",""," ","122912.18","6950.00"]
[" "," ","","防火门监控系统 ",""," "," ",""," "," "," "]
["28","030507009013","","消防防火门监控区域分机","1.名称:消防防火门监控区域分机\r\n2.类型:消防防火门监控\r\n3.规格：TFJ-2012\r\n4.安装方式：综合考虑\r\n5.其他：满足设计、规范、相关图集及招标文件要求","台","1","","1733.25","1733.25",""]
["29","030904008074","","防火门控制模块","1.名称：防火门控制模块\r\n2.规格：二总线通讯,无极性,监视常闭防火门状态 \r\n3.类型：详设计 \r\n4.输出形式：综合考虑\r\n5.其他详设计及满足规范要求","个","21","","338.14","7100.94",""]
["30","030507001075","","门磁开关","1.名称：门磁开关 \r\n2.类别：智能型,金属外壳,可直接接入防火门系统中,可用于单扇或双扇常闭防火门,占用一个地址,参考感应距离≤15mm。 \r\n3.探测范围：综合考虑 \r\n4.安装方式：综合考虑\r\n5.其他详设计及满足规范要求","套","21","","118.89","2496.69",""]
["31","030411004078","","配线 WDZN-RYS-2*1.5mm2","1.名称：配线 \r\n2.配线形式：综合考虑 \r\n3.型号：WDZN-RYS \r\n4.规格：2*1.5mm2 \r\n5.材质：铜芯软线 \r\n6.配线部位：综合考虑 \r\n7.配线线制：详设计 \r\n8.钢索材质、规格：详设计\r\n9.其他详设计及满足规范要求","m","443.22","","3.83","1697.53",""]
[" "," ","","分部小计 ",""," "," ",""," ","13028.41"," "]
[" "," ","","电气火灾监控系统 ",""," "," ",""," "," "," "]
["32","030503006082","","电气火灾监控模块","1.名称：电气火灾监控模块\r\n2.类别：详设计 \r\n3.功能：综合考虑 \r\n4.规格：详设计\r\n5.其他详设计及满足规范要求","台","12","","460.54","5526.48",""]
["33","030411004081","","配线 WDZN-RYS-2*1.5mm2","1.名称：配线 \r\n2.配线形式：综合考虑 \r\n3.型号：WDZN-RYSP\r\n4.规格：2*1.5mm2 \r\n5.材质：铜芯软线 \r\n6.配线部位：综合考虑 \r\n7.配线线制：详设计 \r\n8.钢索材质、规格：详设计\r\n9.其他详设计及满足规范要求","m","261.3","","3.83","1000.78",""]
[" "," ","","分部小计 ",""," "," ",""," ","6527.26"," "]
[" "," ","","消防设备电源监控系统 ",""," "," ",""," "," "," "]
["34","030503006082","","消防设备电源监控模块","1.名称：消防设备电源监控模块 \r\n2.类别：详设计 \r\n3.功能：综合考虑 \r\n4.规格：详设计\r\n5.其他详设计及满足规范要求","台","3","","480.34","1441.02",""]
["35","030411004084","","配线 WDZCN-RYSP-2*1.5mm2","1.名称：配线 \r\n2.配线形式：综合考虑 \r\n3.型号：WDZCN-RYSP\r\n4.规格：2*1.5mm2 \r\n5.材质：铜芯软线 \r\n6.配线部位：综合考虑 \r\n7.配线线制：详设计 \r\n8.钢索材质、规格：详设计\r\n9.其他详设计及满足规范要求","m","220","","5.76","1267.20",""]
["36","030411004085","","配线 WDZBN-BYJ-1.5mm2","1.名称：配线 \r\n2.配线形式：综合考虑 \r\n3.型号：WDZBN-BYJ\r\n4.规格：1.5mm2 \r\n5.材质：铜芯线 \r\n6.配线部位：综合考虑 \r\n7.配线线制：详设计 \r\n8.钢索材质、规格：详设计\r\n9.其他详设计及满足规范要求","m","440","","2.56","1126.40",""]
[" "," ","","分部小计 ",""," "," ",""," ","3834.62"," "]
[" "," ","","集中控制应急照明系统 ",""," "," ",""," "," "," "]
["37","030404017007","","A型应急照明集中电源 KW-D-0.6KVA","1.名称：A型应急照明集中电源\r\n2.规格、型号：KW-D-0.6KVA\r\n3.安装形式：挂墙安装\r\n4.不含端子板外部接线、压铜接线端子\r\n5.含支架、开孔，配线，盘柜防火，堵洞等成套配置","台","7","","2053.71","14375.97",""]
["38","030412004081","","集中电源集中控制型消防应急标志灯(单面单向) KW-BLJC-1LEⅡ0.3W-915A","1.名称：集中电源集中控制型消防应急标志灯(单面单向)  \r\n2.规格、型号：KW-BLJC-1LEⅡ0.3W-915A\r\n3.安装形式：嵌墙安装,底边距地面0.5m\r\n4.满足设计图纸及验收规范要求","套","49","","58.52","2867.48",""]
["39","030412004081","","集中电源集中控制型多信息复合标志灯(双面单向) KW-BLJC-2OEⅠ0.3W-919T2A","1.名称：集中电源集中控制型多信息复合标志灯(双面单向) \r\n2.规格、型号：KW-BLJC-2OEⅠ0.3W-919T2A\r\n3.安装形式：吊装,吊顶下0.1m\r\n4.满足设计图纸及验收规范要求","套","37","","59.43","2198.91",""]
["40","030412004081","","楼层显示标志灯","1.名称：楼层显示标志灯\r\n2.规格、型号：详设计\r\n3.安装形式：壁装,底边距地面2.5m\r\n4.满足设计图纸及验收规范要求","套","21","","74.88","1572.48",""]
["41","030412004080","","集中电源集中控制型安全出口标志灯 KW-BLJC-1OEⅡ0.3W-918AA","1.名称：集中电源集中控制型安全出口标志灯   \r\n2.规格、型号：KW-BLJC-1OEⅡ0.3W-918AA\r\n3.安装形式：挂墙安装,门楣上0.1m\r\n4.满足设计图纸及验收规范要求","套","7","","63.79","446.53",""]
["42","030412004080","","集中电源集中控制型疏散出口标志灯 KW-BLJC-1OEⅡ0.3W-918A","1.名称：集中电源集中控制型疏散出口标志灯   \r\n2.规格、型号：KW-BLJC-1OEⅡ0.3W-918A \r\n3.安装形式：挂墙安装,门楣上0.1m\r\n4.满足设计图纸及验收规范要求","套","32","","58.52","1872.64",""]
["43","030412004080","","集中电源集中控制型消防应急照明灯 KW-ZFJC-E5W-835B,600lm","1.名称：集中电源集中控制型消防应急照明灯   \r\n2.规格、型号：KW-ZFJC-E5W-835B,600lm\r\n3.安装形式：吸顶安装 \r\n4.满足设计图纸及验收规范要求","套","164","","63.90","10479.60",""]
["44","030412004080","","集中电源集中控制型消防应急照明灯（室外型） KW-ZFJC-E5W-835B,600lm","1.名称：集中电源集中控制型消防应急照明灯（室外型） \r\n2.规格、型号：KW-ZFJC-E5W-835B,600lm\r\n3.安装形式：壁装,底边距地面2.5m/门楣上0.1m，在室外或地面上设置时,防护等级不低于IP67。\r\n4.满足设计图纸及验收规范要求","套","6","","67.42","404.52",""]
["45","030404032090","","无端子外部接线 ≤2.5mm2","1.名称：无端子外部接线 \r\n2.型号、规格：≤2.5mm2  \r\n3.满足设计图纸及验收规范要求","个","32","","8.32","266.24",""]
["46","030411001080","","明配管 JDG20","1.名称：配管 \r\n2.材质：紧定管 \r\n3.规格：JDG25  \r\n4.配置形式：明配 \r\n5.接地要求：详设计 \r\n6.壁厚：详设计\r\n7.其他：满足规范及设计要求","m","1320.2","","18.28","24133.26",""]
["47","030411004081","","配线 WDZCN-RYJS-2*2.5mm2","1.名称：配线 \r\n2.配线形式：综合考虑 \r\n3.型号：WDZCN-RYJS\r\n4.规格：2*2.5mm2\r\n5.材质：铜芯软线 \r\n6.配线部位：综合考虑 \r\n7.配线线制：详设计 \r\n8.钢索材质、规格：详设计\r\n9.其他详设计及满足规范要求","m","6215.23","","4.37","27160.56",""]
["48","030411004084","","配线 WDZCN-RYJSP-2*1.5mm2","1.名称：配线 \r\n2.配线形式：综合考虑 \r\n3.型号：WDZCN-RYJSP\r\n4.规格：2*1.5mm2 \r\n5.材质：铜芯软线 \r\n6.配线部位：综合考虑 \r\n7.配线线制：详设计 \r\n8.钢索材质、规格：详设计\r\n9.其他详设计及满足规范要求","m","352.4","","5.76","2029.82",""]
["49","030411006085","","钢质接线盒","1.名称：接线盒\n2.材质：钢质\n3.规格：86型\n4.安装形式：砖砼内暗敷设\n5.开关盒、插座盒、接线盒、转线盒综合考虑","个","22","","12.05","265.10",""]
["50","030411001089","","金属软管 DN20","1.名称：金属软管 \r\n2.材质：过塑金属 \r\n3.规格： DN20\r\n4.其他：满足施工规范、验收规范及设计要求","m","305.2","","44.97","13724.84",""]
[" "," ","","分部小计 ",""," "," ",""," ","101797.95"," "]
[" "," ","","单价措施项目清单 ",""," "," ",""," "," "," "]
[" "," ","","其他措施项目 ",""," "," ",""," "," "," "]
["51","031302007001","","高层施工增加费"," ","项"," ",""," ","",""]
[" "," ","","分部小计 ",""," "," ",""," "," "," "]
[" "," ","","专业措施项目 ",""," "," ",""," "," "," "]
["52","031301001001","","吊装加固"," ","项"," ",""," ","",""]
["53","031301002001","","金属抱杆安装拆除、移位"," ","项"," ",""," ","",""]
["54","031301003001","","平台铺设、拆除"," ","项"," ",""," ","",""]
["55","031301004001","","顶升、提升装置"," ","项"," ",""," ","",""]
["56","031301005001","","大型设备专用机具"," ","项"," ",""," ","",""]
["57","031301006001","","焊接工艺评定"," ","项"," ",""," ","",""]
["58","031301007001","","胎（模）具制作、安装、拆除"," ","项"," ",""," ","",""]
["59","031301008001","","防护棚制作安装拆除"," ","项"," ",""," ","",""]
["60","031301009001","","特殊地区施工增加"," ","项"," ",""," ","",""]
["61","031301010001","","安装与生产同时进行施工增加"," ","项"," ",""," ","",""]
["62","031301011001","","在有害身体健康环境中施工增加"," ","项"," ",""," ","",""]
["63","031301012001","","工程系统检测、检验"," ","项"," ",""," ","",""]
["64","031301013001","","设备、管道施工的安全、防冻和焊接保护"," ","项"," ",""," ","",""]
["65","031301014001","","焦炉烘炉、热态工程"," ","项"," ",""," ","",""]
["66","031301015001","","管道安拆后的充气保护"," ","项"," ",""," ","",""]
["67","031301016001","","隧道内施工的通风、供水、供气、供电、照明及通讯设施"," ","项"," ",""," ","",""]
["68","031301017001","","脚手架搭拆"," ","项","1","","2512.32","2512.32",""]
["69","031301018001","","其他措施"," ","项"," ",""," ","",""]
[" "," ","","分部小计 ",""," "," ",""," ","2512.32"," "]
[" "," ","","分部小计 ",""," "," ",""," ","2512.32"," "]
["合　　计","","","","","","","","","250612.74","6950"]

{"sheet":"F.4 总价措施项目清单计价表(表-11)【综合实训楼1-2~","index":55,"n_rows":15,"n_cols":12,"rows_kept":15,"merged":[[0,0,0,11],[1,0,1,1],[1,2,1,5],[1,6,1,7],[1,8,1,11],[2,1,2,2],[2,3,2,4],[2,8,2,9],[3,1,3,2],[3,3,3,4],[3,8,3,9],[4,1,4,2],[4,3,4,4],[4,8,4,9],[5,1,5,2],[5,3,5,4],[5,8,5,9],[6,1,6,2],[6,3,6,4],[6,8,6,9],[7,1,7,2],[7,3,7,4],[7,8,7,9],[8,1,8,2],[8,3,8,4],[8,8,8,9],[9,1,9,2],[9,3,9,4],[9,8,9,9],[10,1,10,2],[10,3,10,4],[10,8,10,9],[11,1,11,2],[11,3,11,4],[11,8,11,9],[12,1,12,2],[12,3,12,4],[12,8,12,9],[13,1,13,2],[13,3,13,4],[13,8,13,9],[14,0,14,6],[14,8,14,9]],"flags":["formulas_cached_only"]}
["总价措施项目清单计价表","","","","","","","","","","",""]
["工程名称：","","凉山州科教园区暨医学类教育服务项目\\综合实训楼1-2#【1-2#综合实训楼-消防电气】","","","","标段：","","","","",""]
["序 号","项目编码","","项目名称","","计算基础","费率\r\n（%）","金额\r\n（元）","调整费率\r\n(%)","","调整后\r\n金额(元)","备注"]
["1","031302001001","","安全文明施工费",""," "," ","13103.75","","",""," "]
["1.1","①","","环境保护费","","分部分项工程及单价措施项目(定额人工费+定额机械费)","1.1","1036.99","","",""," "]
["1.2","②","","文明施工费","","分部分项工程及单价措施项目(定额人工费+定额机械费)","2.5","2356.79","","",""," "]
["1.3","③","","安全施工费","","分部分项工程及单价措施项目(定额人工费+定额机械费)","3.9","3676.59","","",""," "]
["1.4","④","","临时设施费","","分部分项工程及单价措施项目(定额人工费+定额机械费)","6.4","6033.38","","",""," "]
["2","031302002001","","夜间施工增加费",""," "," ","452.50","","",""," "]
["3","031302003001","","非夜间施工增加",""," "," ","","","",""," "]
["4","031302004001","","二次搬运费",""," "," ","216.82","","",""," "]
["5","031302005001","","冬雨季施工增加费",""," "," ","339.38","","",""," "]
["6","031302006001","","已完工程及设备保护费",""," "," ","","","",""," "]
["7","031302008001","","工程定位复测费",""," "," ","84.84","","",""," "]
["合　　计","","","","","","","14197.29","-","","-","-"]

{"sheet":"H 规费、税金项目清单计价表(表-13)【综合实训楼1-2#~","index":56,"n_rows":7,"n_cols":6,"rows_kept":7,"merged":[[0,0,0,5],[1,1,1,2],[1,3,1,4],[6,0,6,4]],"flags":["formulas_cached_only"]}
["规费、税金项目计价表","","","","",""]
["工程名称：","凉山州科教园区暨医学类教育服务项目\\综合实训楼1-2#【1-2#综合实训楼-消防电气】","","标段：","",""]
["序号","项目名称","计算基础","计算基数","计算费率（％）","金额(元)"]
["1","规费","分部分项定额人工费+单价措施项目定额人工费","93505.29","8.36","7817.04"]
["2","销项增值税额","分部分项工程费+措施项目费+其他项目费+规费+按实计算费用+创优质工程奖补偿奖励费-按规定不计税的工程设备金额-除税甲供材料（设备）费","272627.07","9","24536.44"]
["3","附加税","分部分项工程费+措施项目费+其他项目费+规费+按实计算费用+创优质工程奖补偿奖励费-按规定不计税的工程设备金额-除税甲供材料（设备）费","272627.07","0.313","853.32"]
["合计","","","","","33206.80"]

{"sheet":"L.2 承包人提供主要材料和工程设备一览表(表-21)【综~3","index":57,"n_rows":49,"n_cols":10,"rows_kept":49,"merged":[[0,0,0,9],[1,1,1,4],[1,5,1,7],[1,8,1,9],[2,4,2,5],[3,4,3,5],[4,4,4,5],[5,4,5,5],[6,4,6,5],[7,4,7,5],[8,4,8,5],[9,4,9,5],[10,4,10,5],[11,4,11,5],[12,4,12,5],[13,4,13,5],[14,4,14,5],[15,4,15,5],[16,4,16,5],[17,4,17,5],[18,4,18,5],[19,4,19,5],[20,4,20,5],[21,4,21,5],[22,4,22,5],[23,4,23,5],[24,4,24,5],[25,4,25,5],[26,4,26,5],[27,4,27,5],[28,4,28,5],[29,4,29,5],[30,4,30,5],[31,4,31,5],[32,4,32,5],[33,4,33,5],[34,4,34,5],[35,4,35,5],[36,4,36,5],[37,4,37,5],[38,4,38,5],[39,4,39,5],[40,4,40,5],[41,4,41,5],[42,4,42,5],[43,4,43,5],[44,4,44,5],[45,4,45,5],[46,4,46,5],[47,4,47,5],[48,4,48,5]],"flags":["formulas_cached_only"]}
[" 承包人提供主要材料和工程设备一览表\r\n（适用造价信息差额调整法）","","","","","","","","",""]
["工程名称：","凉山州科教园区暨医学类教育服务项目\\综合实训楼1-2#【1-2#综合实训楼-消防电气】","","","","标段：","","","",""]
["序号","名称、规格、型号","单位","数量","风险系数(%)","","基准单价(元)","投标单价(元)","发承包人确认单价(元)","备注"]
["1","消防接线端子箱","台","6"," ","","61.20","",""," "]
["2","模块箱","台","2"," ","","61.20","",""," "]
["3","感烟探测器（编码型）","个","384"," ","","23.36","",""," "]
["4","感温探测器（编码型）","个","35"," ","","22.77","",""," "]
["5","声光警报器","个","22"," ","","31.73","",""," "]
["6","消火栓按钮","个","58"," ","","22.82","",""," "]
["7","输入模块","个","16"," ","","25.86","",""," "]
["8","输入输出模块","个","21"," ","","30.49","",""," "]
["9","总线隔离器","个","25"," ","","19.35","",""," "]
["10","火灾显示盘","台","1"," ","","723.75","",""," "]
["11","消防防火门监控区域分机","台","1"," ","","945.00","",""," "]
["12","防火门控制模块","个","21"," ","","45.00","",""," "]
["13","门磁开关","套","21"," ","","90.00","",""," "]
["14","电气火灾监控模块","台","12"," ","","167.40","",""," "]
["15","配线 WDZN-RYS-2*1.5mm2","m","760.882"," ","","2.37","",""," "]
["16","消防设备电源监控模块","台","3"," ","","187.20","",""," "]
["17","配线 WDZCN-RYSP-2*1.5mm2","m","237.6"," ","","4.16","",""," "]
["18","配线 WDZBN-BYJ-1.5mm2","m","510.4"," ","","1.15","",""," "]
["19","集中电源集中控制型消防应急标志灯(单面单向) KW-BLJC-1LEⅡ0.3W-915A","套","49.49"," ","","27.00","",""," "]
["20","集中电源集中控制型多信息复合标志灯(双面单向) KW-BLJC-2OEⅠ0.3W-919T2A","套","37.37"," ","","27.90","",""," "]
["21","楼层显示标志灯","套","21.21"," ","","43.20","",""," "]
["22","集中电源集中控制型安全出口标志灯 KW-BLJC-1OEⅡ0.3W-918AA","套","7.07"," ","","32.22","",""," "]
["23","集中电源集中控制型疏散出口标志灯 KW-BLJC-1OEⅡ0.3W-918A","套","32.32"," ","","27.00","",""," "]
["24","集中电源集中控制型消防应急照明灯 KW-ZFJC-E5W-835B,600lm","套","165.64"," ","","32.40","",""," "]
["25","集中电源集中控制型消防应急照明灯（室外型） KW-ZFJC-E5W-835B,600lm","套","6.06"," ","","32.40","",""," "]
["26","无端子外部接线 ≤2.5mm2","个","32"," ","","4.50","",""," "]
["27","配线 WDZCN-RYJS-2*2.5mm2","m","6712.448"," ","","2.73","",""," "]
["28","配线 WDZCN-RYJSP-2*1.5mm2","m","380.592"," ","","4.16","",""," "]
["29","钢质接线盒","个","22.44"," ","","1.68","",""," "]
["30","金属软管 DN20","m","314.356"," ","","2.45","",""," "]
["31","配线 WDZCN-RYS-2*1.5mm2","m","4597.484"," ","","2.37","",""," "]
["32","配线 WDZCN-RYJS-2*1.5mm2","m","918.086"," ","","2.37","",""," "]
["33","配线 WDZCN-BYJ-2.5mm2","m","2463.794"," ","","1.83","",""," "]
["34","配线 WDZCN-BYJ-4mm2","m","516.538"," ","","2.84","",""," "]
["35","控制电缆 WDZN-KYJY-3*1.5mm2","m","526.409"," ","","3.86","",""," "]
["36","控制电缆头 电缆芯数（芯） ≤6","个","6"," ","","9.00","",""," "]
["37","带电话插孔手报按钮","个","20"," ","","23.56","",""," "]
["38","火警专用电话","个","4"," ","","59.18","",""," "]
["39","可挠金属套管 DN20","m","682.11"," ","","2.70","",""," "]
["40","A型应急照明集中电源 KW-D-0.6KVA","台","7"," ","","1260.00","",""," "]
["41","紧定管 JDG20","m","1359.806"," ","","3.76","",""," "]
["42","气体灭火控制盘","台","1"," ","","6550.00","",""," "]
["43","火灾声光警报器（气体灭火)","只","4"," ","","125.00","",""," "]
["44","气体灭火放气灯","只","2"," ","","95.00","",""," "]
["45","手动/自动切换开关","只","2"," ","","75.00","",""," "]
["46","紧急启动/停止按钮","只","2"," ","","30.00","",""," "]

{"sheet":"E.3 单位工程招标控制价汇总表(表-04)【综合实训楼1~1","index":58,"n_rows":22,"n_cols":5,"rows_kept":22,"merged":[[0,0,0,4],[1,0,1,1],[2,1,2,2],[3,1,3,2],[4,1,4,2],[5,1,5,2],[6,1,6,2],[7,1,7,2],[8,1,8,2],[9,1,9,2],[10,1,10,2],[11,1,11,2],[12,1,12,2],[13,1,13,2],[14,1,14,2],[15,1,15,2],[16,1,16,2],[17,1,17,2],[18,1,18,2],[19,1,19,2],[20,1,20,2],[21,0,21,2]],"flags":["formulas_cached_only"]}
["单位工程招标控制价汇总表","","","",""]
["工程名称：","","凉山州科教园区暨医学类教育服务项目\\综合实训楼1-2#【1-2#综合实训楼-消防水】","标段：",""]
["序号","汇总内容","","金  额（元）","其中:暂估价(元)"]
["1","分部分项及单价措施项目","","1057762.61"," "]
[" ","0309 消火栓系统 ","","176740.55"," "]
[" ","0309 喷淋系统 ","","616695.55"," "]
[" ","实训楼2#消防泵房工程 ","","166526.69"," "]
[" ","气体灭火系统 ","","84231.00"," "]
["2","总价措施项目","","53262.69","-"]
["2.1","其中：安全文明施工费","","49160.12","-"]
["3","其他项目",""," ","-"]
["3.1","其中：暂列金额",""," ","-"]
["3.2","其中：专业工程暂估价",""," ","-"]
["3.3","其中：计日工",""," ","-"]
["3.4","其中：总承包服务费",""," ","-"]
["4","规费","","28099.17","-"]
["5","创优质工程奖补偿奖励费",""," ","-"]
["6","税前不含税工程造价","","1139124.47","-"]
["6.1","其中：除税甲供材料（设备）费",""," ","-"]
["7","销项增值税额","","102521.20","-"]
["8","附加税","","3565.46","-"]
[" 招标控制价/投标报价总价合计=税前不含税工程造价+销项增值税额+附加税","","","1245211.13"," "]

{"sheet":"F.1.1 分部分项工程和单价措施项目清单与计价表(表-0~8","index":59,"n_rows":117,"n_cols":11,"rows_kept":117,"merged":[[0,0,0,10],[1,0,1,1],[1,2,1,6],[1,7,1,8],[1,9,1,10],[2,0,4,0],[2,1,4,2],[2,3,4,3],[2,4,4,4],[2,5,4,5],[2,6,4,7],[2,8,2,10],[3,8,4,8],[3,9,4,9],[5,1,5,2],[5,3,5,4],[5,6,5,7],[6,1,6,2],[6,6,6,7],[7,1,7,2],[7,6,7,7],[8,1,8,2],[8,6,8,7],[9,1,9,2],[9,6,9,7],[10,1,10,2],[10,6,10,7],[11,1,11,2],[11,6,11,7],[12,1,12,2],[12,6,12,7],[13,1,13,2],[13,6,13,7],[14,1,14,2],[14,6,14,7],[15,1,15,2],[15,6,15,7],[16,1,16,2],[16,6,16,7],[17,1,17,2],[17,6,17,7],[18,1,18,2],[18,6,18,7],[19,1,19,2],[19,6,19,7],[20,1,20,2],[20,6,20,7],[21,1,21,2],[21,6,21,7],[22,1,22,2],[22,6,22,7],[23,1,23,2],[23,6,23,7],[24,1,24,2],[24,3,24,4],[24,6,24,7],[25,1,25,2],[25,3,25,4],[25,6,25,7],[26,1,26,2],[26,6,26,7],[27,1,27,2],[27,6,27,7],[28,1,28,2],[28,6,28,7],[29,1,29,2],[29,6,29,7],[30,1,30,2],[30,6,30,7],[31,1,31,2],[31,6,31,7],[32,1,32,2],[32,6,32,7],[33,1,33,2],[33,6,33,7],[34,1,34,2],[34,6,34,7],[35,1,35,2],[35,6,35,7],[36,1,36,2],[36,6,36,7],[37,1,37,2],[37,6,37,7],[38,1,38,2],[38,6,38,7],[39,1,39,2],[39,6,39,7],[40,1,40,2],[40,6,40,7],[41,1,41,2],[41,6,41,7],[42,1,42,2],[42,6,42,7],[43,1,43,2],[43,6,43,7],[44,1,44,2],[44,6,44,7],[45,1,45,2],[45,6,45,7],[46,1,46,2],[46,6,46,7],[47,1,47,2],[47,6,47,7],[48,1,48,2],[48,6,48,7],[49,1,49,2],[49,6,49,7],[50,1,50,2],[50,6,50,7],[51,1,51,2],[51,6,51,7],[52,1,52,2],[52,3,52,4],[52,6,52,7],[53,1,53,2],[53,3,53,4],[53,6,53,7],[54,1,54,2],[54,6,54,7],[55,1,55,2],[55,6,55,7],[56,1,56,2],[56,6,56,7],[57,1,57,2],[57,6,57,7],[58,1,58,2],[58,6,58,7],[59,1,59,2],[59,6,59,7],[60,1,60,2],[60,6,60,7],[61,1,61,2],[61,6,61,7],[62,1,62,2],[62,6,62,7],[63,1,63,2],[63,6,63,7],[64,1,64,2],[64,6,64,7],[65,1,65,2],[65,6,65,7],[66,1,66,2],[66,6,66,7],[67,1,67,2],[67,6,67,7],[68,1,68,2],[68,6,68,7],[69,1,69,2],[69,6,69,7],[70,1,70,2],[70,6,70,7],[71,1,71,2],[71,6,71,7],[72,1,72,2],[72,6,72,7],[73,1,73,2],[73,6,73,7],[74,1,74,2],[74,6,74,7],[75,1,75,2],[75,6,75,7],[76,1,76,2],[76,6,76,7],[77,1,77,2],[77,6,77,7],[78,1,78,2],[78,6,78,7],[79,1,79,2],[79,6,79,7],[80,1,80,2],[80,6,80,7],[81,1,81,2],[81,6,81,7],[82,1,82,2],[82,6,82,7],[83,1,83,2],[83,6,83,7],[84,1,84,2],[84,6,84,7],[85,1,85,2],[85,3,85,4],[85,6,85,7],[86,1,86,2],[86,3,86,4],[86,6,86,7],[87,1,87,2],[87,6,87,7],[88,1,88,2],[88,6,88,7],[89,1,89,2],[89,6,89,7],[90,1,90,2],[90,3,90,4],[90,6,90,7],[91,1,91,2],[91,3,91,4],[91,6,91,7],[92,1,92,2],[92,3,92,4],[92,6,92,7],[93,1,93,2],[93,6,93,7],[94,1,94,2],[94,3,94,4],[94,6,94,7],[95,1,95,2],[95,3,95,4],[95,6,95,7],[96,1,96,2],[96,6,96,7],[97,1,97,2],[97,6,97,7],[98,1,98,2],[98,6,98,7],[99,1,99,2],[99,6,99,7],[100,1,100,2],[100,6,100,7],[101,1,101,2],[101,6,101,7],[102,1,102,2],[102,6,102,7],[103,1,103,2],[103,6,103,7],[104,1,104,2],[104,6,104,7],[105,1,105,2],[105,6,105,7],[106,1,106,2],[106,6,106,7],[107,1,107,2],[107,6,107,7],[108,1,108,2],[108,6,108,7],[109,1,109,2],[109,6,109,7],[110,1,110,2],[110,6,110,7],[111,1,111,2],[111,6,111,7],[112,1,112,2],[112,6,112,7],[113,1,113,2],[113,6,113,7],[114,1,114,2],[114,3,114,4],[114,6,114,7],[115,1,115,2],[115,3,115,4],[115,6,115,7],[116,0,116,8]],"flags":["formulas_cached_only"]}
["分部分项工程和单价措施项目清单与计价表","","","","","","","","","",""]
["工程名称：","","凉山州科教园区暨医学类教育服务项目\\综合实训楼1-2#【1-2#综合实训楼-消防水】","","","","","标段：","","",""]
["序号","项目编码","","项目名称","项目特征","计量\r\n单位","工程\r\n量","","金额（元）","",""]
["","","","","","","","","综合单价","合价","其   中"]
["","","","","","","","","","","暂估价"]
[" "," ","","0309 消火栓系统 ",""," "," ",""," "," "," "]
["1","030901002001","","内外壁热浸镀锌加厚钢管 DN65","1.安装部位：室内 \r\n2.材质：内外壁热浸镀锌加厚钢管\r\n3.型号、规格：DN65mm\r\n4.连接形式：卡箍连接\r\n5.含直管、管件费等\r\n6.按规范要求对管道进行吹扫、冲洗、水压试验等\r\n7.其它：满足设计及规范要求","m","107.92","","91.04","9825.04",""]
["2","030901002002","","内外壁热浸镀锌加厚钢管 DN100","1.安装部位：室内\r\n2.材质：内外壁热浸镀锌加厚钢管\r\n3.型号、规格：DN100mm\r\n4.连接形式：卡箍连接\r\n5.含直管、管件费等\r\n6.按规范要求对管道进行吹扫、冲洗、水压试验等\r\n7.其它：满足设计及规范要求","m","272.67","","123.49","33672.02",""]
["3","030901002001","","内外壁热浸镀锌钢管 DN65","1.安装部位：室内 \r\n2.材质：内外壁热浸镀锌加厚钢管\r\n3.型号、规格：DN65mm\r\n4.连接形式：卡箍连接\r\n5.含直管、管件费等\r\n6.按规范要求对管道进行吹扫、冲洗、水压试验等\r\n7.其它：满足设计及规范要求","m","13.04","","78.05","1017.77",""]
["4","030901002002","","内外壁热浸镀锌钢管 DN100","1.安装部位：室内\r\n2.材质：内外壁热浸镀锌加厚钢管\r\n3.型号、规格：DN100mm\r\n4.连接形式：卡箍连接\r\n5.含直管、管件费等\r\n6.按规范要求对管道进行吹扫、冲洗、水压试验等\r\n7.其它：满足设计及规范要求","m","243.76","","111.23","27113.42",""]
["5","031201001003","","管道刷油","1.名称：管道刷油\r\n2.标志色方式、品种：消火栓管刷樟丹二道,红色调和漆二道;自动喷水管刷樟丹二道,红色黄环调和漆二道。\r\n3.满足设计图纸及验收规范要求","m2","201.29","","7.91","1592.20",""]
["6","030807003004","","带锁定装置的双向型蝶阀 DN65","1.名称：带锁定装置的双向型蝶阀\r\n2.材质：详设计\r\n3.型号、规格：DN65mm \r\n4.连接形式：法兰连接\r\n5.其他：满足设计及规范要求","个","1","","211.38","211.38",""]
["7","030807003005","","带锁定装置的双向型蝶阀 DN100","1.名称：带锁定装置的双向型蝶阀\r\n2.材质：详设计\r\n3.型号、规格：DN100mm \r\n4.连接形式：法兰连接\r\n5.其他：满足设计及规范要求","个","27","","356.73","9631.71",""]
["8","030807003006","","金属波纹管 DN100","1.名称：金属波纹管\r\n2.材质：详设计\r\n3.型号、规格：DN100mm \r\n4.连接形式：法兰连接\r\n5.其他：满足设计及规范要求","个","1","","696.64","696.64",""]
["9","030901010007","","甲型单栓带灭火器箱组合式消防柜","1.名称：甲型单栓带灭火器箱组合式消防柜\r\n2.安装部位：室内 \r\n3.型号、规格：详设计\r\n4.内配减压稳压消火栓SNW65-Ⅲ、衬胶水龙带25m一条,直流水枪19mm一支.报警按钮和指示灯各1个\r\n5.消火栓按钮另列清单项\r\n6.其他：满足设计及规范要求","套","58","","835.25","48444.50",""]
["10","030901010008","","试验消火栓箱","1.名称：试验消火栓箱\r\n2.安装部位：室内 \r\n3.型号、规格：详设计\r\n4.附件配置：消火栓柜1800×700×180。箱内配SN65或SNW65一个;DN65、L25m衬胶水带一条;φ19mm水枪一支;带消防软管卷盘,软管长度30米\r\n5.消火栓按钮另列清单项\r\n6.其他：满足设计及规范要求","套","1","","187.82","187.82",""]
["11","030901013009","","手提式磷酸铵盐干粉灭火器  MF/ABC4","1.名称：磷酸铵盐干粉灭火器\r\n2.形式：手提式\r\n3.规格、型号：MF/ABC4\r\n4.其它：满足施工图设计要求及施工验收规范要求","具","170","","52.59","8940.30",""]
["12","030901013009","","灭火器放置箱","1.名称：灭火器放置箱\r\n2.形式：挂墙\r\n3.规格、型号：详设计\r\n4.其它：满足施工图设计要求及施工验收规范要求","个","41","","61.16","2507.56",""]
["13","031003003021","","旋启式止回阀 DN100","1.类型：旋启式止回阀 \r\n2.材质：球墨铸铁阀体 \r\n3.规格、压力等级：DN100 \r\n4.连接形式：法兰连接 \r\n5.焊接方法：详设计\r\n6.含沟槽法兰等综合考虑\r\n7.其他详设计及满足规范要求","个","1","","1077.19","1077.19",""]
["14","031003003021","","安全泄压阀 DN100","1.类型：安全泄压阀\r\n2.材质：铸钢 \r\n3.规格、压力等级：DN100 \r\n4.连接形式：法兰连接 \r\n5.焊接方法：详设计\r\n6.含沟槽法兰等综合考虑\r\n7.其他详设计及满足规范要求","个","1","","907.99","907.99",""]
["15","030703022010","","自动排气阀  DN25","1.类型：自动排气阀\r\n2.材质：碳钢\r\n3.型号、规格：WP DN20mm\r\n4.含截止阀\r\n5.其他：满足设计及规范要求","个","1","","57.44","57.44",""]
["16","030815001015","","管道支架制作安装","1.名称：管道支架及套管\r\n2.材质：型钢（综合）\r\n3.支架除锈后刷樟丹二道，灰色调和漆两道\r\n4.其它：满足设计及规范要求","kg","692.43","","17.69","12249.09",""]
["17","030905002016","","消火栓灭火系统调试","1.系统形式：消火栓灭火系统调试\r\n2.其它：满足施工图设计要求及施工验收规范要求","点","58","","294.56","17084.48",""]
["18","031001007084","","钢丝网骨架复合给水管 DN100","1.安装部位：室外\r\n2.介质：冷水\r\n3.规格、压力等级：DN100 1.6MPa\r\n4.连接方式：综合考虑\r\n5.包含配套管件及附件\r\n6.含水压试验、管道冲洗等综合考虑\r\n7.其他要求：满足相关标准图集、规范、设计及验收要求等","m","15","","101.60","1524.00",""]
[" "," ","","分部小计 ",""," "," ",""," ","176740.55"," "]
[" "," ","","0309 喷淋系统 ",""," "," ",""," "," "," "]
["19","030901001015","","内外壁热浸镀锌钢管 DN25","1.安装部位：室内 \r\n2.材质、规格：内外壁热浸镀锌钢管 DN25\r\n3.连接形式：螺纹连接\r\n4.含直管、管件费等\r\n5.按规范要求对管道进行吹扫、冲洗、水压试验等\r\n6.其它：满足设计及规范要求","m","3648.59","","45.11","164587.89",""]
["20","030901001016","","内外壁热浸镀锌钢管 DN32","1.安装部位：室内 \r\n2.材质、规格：内外壁热浸镀锌钢管 DN32\r\n3.连接形式：螺纹连接\r\n4.含直管、管件费等\r\n5.按规范要求对管道进行吹扫、冲洗、水压试验等\r\n6.其它：满足设计及规范要求","m","1339.28","","55.28","74035.40",""]
["21","030901001017","","内外壁热浸镀锌钢管 DN40","1.安装部位：室内 \r\n2.材质、规格：内外壁热浸镀锌钢管 DN40\r\n3.连接形式：螺纹连接\r\n4.含直管、管件费等\r\n5.按规范要求对管道进行吹扫、冲洗、水压试验等\r\n6.其它：满足设计及规范要求","m","270.51","","70.57","19089.89",""]
["22","030901001018","","内外壁热浸镀锌钢管 DN50","1.安装部位：室内 \r\n2.材质、规格：内外壁热浸镀锌钢管 DN50\r\n3.连接形式：螺纹连接\r\n4.含直管、管件费等\r\n5.按规范要求对管道进行吹扫、冲洗、水压试验等\r\n6.其它：满足设计及规范要求","m","386.85","","83.13","32158.84",""]
["23","030901002001","","内外壁热浸镀锌钢管 DN65","1.安装部位：室内 \r\n2.材质：内外壁热浸镀锌钢管\r\n3.型号、规格：DN65mm\r\n4.连接形式：卡箍连接\r\n5.含直管、管件费等\r\n6.按规范要求对管道进行吹扫、冲洗、水压试验等\r\n7.其它：满足设计及规范要求","m","211.9","","88.81","18818.84",""]
["24","030901002001","","内外壁热浸镀锌钢管 DN80","1.安装部位：室内 \r\n2.材质：内外壁热浸镀锌钢管\r\n3.型号、规格：DN80mm\r\n4.连接形式：卡箍连接\r\n5.含直管、管件费等\r\n6.按规范要求对管道进行吹扫、冲洗、水压试验等\r\n7.其它：满足设计及规范要求","m","359.31","","103.72","37267.63",""]
["25","030901002002","","内外壁热浸镀锌钢管 DN100","1.安装部位：室内\r\n2.材质：内外壁热浸镀锌加钢管\r\n3.型号、规格：DN100mm\r\n4.连接形式：卡箍连接\r\n5.含直管、管件费等\r\n6.按规范要求对管道进行吹扫、冲洗、水压试验等\r\n7.其它：满足设计及规范要求","m","168.19","","120.96","20344.26",""]
["26","030901002002","","内外壁热浸镀锌加厚钢管 DN100","1.安装部位：室内\r\n2.材质：内外壁热浸镀锌加厚钢管\r\n3.型号、规格：DN100mm\r\n4.连接形式：卡箍连接\r\n5.含直管、管件费等\r\n6.按规范要求对管道进行吹扫、冲洗、水压试验等\r\n7.其它：满足设计及规范要求","m","436.66","","123.49","53923.14",""]
["27","030901002002","","内外壁热浸镀锌加厚钢管 DN150","1.安装部位：室内\r\n2.材质：内外壁热浸镀锌加厚钢管\r\n3.型号、规格：DN150mm\r\n4.连接形式：卡箍连接\r\n5.含直管、管件费等\r\n6.按规范要求对管道进行吹扫、冲洗、水压试验等\r\n7.其它：满足设计及规范要求","m","291.13","","203.07","59119.77",""]
["28","031201001003","","管道刷油","1.名称：管道刷油\r\n2.标志色方式、品种：消火栓管刷樟丹二道,红色调和漆二道;自动喷水管刷樟丹二道,红色黄环调和漆二道。\r\n3.满足设计图纸及验收规范要求","m2","1155.72","","7.91","9141.75",""]
["29","030807003005","","带锁定装置的双向型蝶阀 DN150","1.名称：带锁定装置的双向型蝶阀\r\n2.材质：详设计\r\n3.型号、规格：DN150mm \r\n4.连接形式：法兰连接\r\n5.其他：满足设计及规范要求","个","1","","541.74","541.74",""]
["30","030901008029","","智能末端试水装置 DN25","1.规格:DN25mm\r\n2.组装形式：详设计\r\n3.其他：满足设计及规范要求","组","3","","331.72","995.16",""]
["31","030901008029","","智能末端试水阀 DN25","1.规格:DN25mm\r\n2.组装形式：详设计 \r\n3.其他：满足设计及规范要求","组","3","","60.50","181.50",""]
["32","030901004023","","湿式报警阀组 DN150","1.名称：湿式报警阀组\r\n2.材质：ZSFS150 型；PN1.6MPa\r\n3.型号、规格：湿式报警阀,总控制信号阀,压力开关, 水力警铃,过滤器及各种阀门和仪表\r\n4.连接形式：卡箍连接\r\n5.含信号阀\r\n6.其他：满足设计及规范要求","组","3","","1645.32","4935.96",""]
["33","030807003026","","信号阀 DN150","1.名称：电触点信号阀\r\n2.材质：详设计\r\n3.型号、规格：DN150mm \r\n4.连接形式：法兰连接\r\n5.其他：满足设计及规范要求","个","16","","330.28","5284.48",""]
["34","030901006027","","水流指示器 DN150","1.名称：水流指示器\r\n2.规格、型号：DN150mm\r\n3.连接形式：法兰连接\r\n4.其他：满足设计及规范要求","个","6","","387.01","2322.06",""]
["35","030901007025","","减压孔板 DN150","1.名称：减压孔板\r\n2.材质、规格：DN150\r\n3.连接形式：法兰连接 \r\n4.含配套阀件及所有附配件制作安装、压力试验\r\n5.其它：满足施工图设计要求及施工验收规范要求","套","5","","296.74","1483.70",""]
["36","030901003050","","闭式直立型喷头","1.安装部位：综合考虑\r\n2.连接形式：螺纹连接\r\n3.有吊顶、无吊顶：综合考虑\r\n4.材质：满足设计要求\r\n5.规格,型号：ZST15系列玻璃球闭式喷头\r\n6.其它：满足设计、施工、验收规范及本项目招标技术要求及满足甲方选型要求","个","1496","","24.15","36128.40",""]
["37","030807003006","","金属波纹管 DN150","1.名称：金属波纹管\r\n2.材质：详设计\r\n3.型号、规格：DN150mm \r\n4.连接形式：法兰连接\r\n5.其他：满足设计及规范要求","个","1","","984.82","984.82",""]
["38","030703022010","","自动排气阀  DN25","1.类型：自动排气阀\r\n2.材质：碳钢\r\n3.型号、规格：WP DN20mm\r\n4.含截止阀\r\n5.其他：满足设计及规范要求","个","3","","57.44","172.32",""]
["39","030815001015","","管道支架制作安装","1.名称：管道支架及套管\r\n2.材质：型钢（综合）\r\n3.支架除锈后刷樟丹二道，灰色调和漆两道\r\n4.其它：满足设计及规范要求","kg","3671.64","","17.69","64951.31",""]
["40","031003003021","","旋启式止回阀 DN150","1.类型：旋启式止回阀 \r\n2.材质：球墨铸铁阀体 \r\n3.规格、压力等级：DN150 \r\n4.连接形式：法兰连接 \r\n5.焊接方法：详设计\r\n6.含沟槽法兰等综合考虑\r\n7.其他详设计及满足规范要求","个","1","","1167.77","1167.77",""]
["41","031003003021","","安全泄压阀 DN150","1.名称：安全泄压阀\r\n2.材质：铸钢\r\n3.型号、规格：DN150 1.6MPa\r\n4.连接形式：卡箍连接\r\n5.含卡箍法兰、附件\r\n6.满足设计图纸及验收规范要求","个","1","","1320.77","1320.77",""]
["42","030807003046","","闸阀 DN80","1.名称：闸阀 \r\n2.材质：球墨铸铁\r\n3.型号、规格：DN80\r\n4.连接形式：法兰连接\r\n5.含配套法兰、附件\r\n6.满足设计图纸及验收规范要求","个","6","","375.64","2253.84",""]
["43","030905002016","","喷淋灭火系统调试","1.系统形式：喷淋灭火系统调试\r\n2.其它：满足施工图设计要求及施工验收规范要求","点","6","","411.39","2468.34",""]
["44","031001007083","","钢丝网骨架复合给水管 DN150","1.安装部位：室外\r\n2.介质：冷水\r\n3.规格、压力等级：DN150 1.6MPa\r\n4.连接方式：综合考虑\r\n5.包含配套管件及附件\r\n6.含水压试验、管道冲洗等综合考虑\r\n7.其他要求：满足相关标准图集、规范、设计及验收要求等","m","17","","177.41","3015.97",""]
[" "," ","","分部小计 ",""," "," ",""," ","616695.55"," "]
[" "," ","","实训楼2#消防泵房工程 ",""," "," ",""," "," "," "]
["45","030109001041","","室内消火栓系统加压水泵Q=20L/S，H=0.80MPa，N=37kw","1.名称：室内消火栓系统加压水泵(含电源、控制等系统进线所需金属软管)\r\n2.规格、号：Q=20L/S，H=0.80MPa，N=37kw/台  一用一备\r\n3.材质：泵体为球墨铸铁、叶轮为不锈钢\r\n4.减振装置形式、数量：满足设计及规范要求\r\n5.含二次灌浆、地脚螺栓灌浆、地脚螺栓等\r\n6.单机试运转要求：满足设计及规范要求\r\n7.其他：满足设计图纸及验收规范要求","台","2.000","","14771.81","29543.62",""]
["46","030109001042","","自动喷水灭火系统加压水泵 Q=30L/S，H=0.78MPa，N=55kw","1.名称：自动喷水灭火系统加压水泵(含电源、控制等系统进线所需金属软管)\r\n2.规格、型号：Q=30L/S，H=0.78MPa，N=55kw/台 一用一备\r\n3.材质：泵体为球墨铸铁、叶轮为不锈钢\r\n4.减振装置形式、数量：满足设计及规范要求\r\n5.含二次灌浆、地脚螺栓灌浆、地脚螺栓等\r\n6.单机试运转要求：满足设计及规范要求\r\n7.其他：满足设计图纸及验收规范要求","台","2.000","","22681.01","45362.02",""]
["47","030807003006","","防水锤消声止回阀 DN150","1.名称：防水锤消声止回阀\r\n2.材质：详设计\r\n3.型号、规格：DN150mm \r\n4.连接形式：法兰连接\r\n5.其他：满足设计及规范要求","个","2","","1211.47","2422.94",""]
["48","030807003006","","防水锤消声止回阀 DN200","1.名称：防水锤消声止回阀\r\n2.材质：详设计\r\n3.型号、规格：DN150mm \r\n4.连接形式：法兰连接\r\n5.其他：满足设计及规范要求","个","2","","1728.11","3456.22",""]
["49","030807003004","","带锁定装置的双向型蝶阀 DN65","1.名称：带锁定装置的双向型蝶阀\r\n2.材质：详设计\r\n3.型号、规格：DN65mm \r\n4.连接形式：法兰连接\r\n5.其他：满足设计及规范要求","个","8","","211.38","1691.04",""]
["50","030807003005","","带锁定装置的双向型蝶阀 DN100","1.名称：带锁定装置的双向型蝶阀\r\n2.材质：详设计\r\n3.型号、规格：DN100mm \r\n4.连接形式：法兰连接\r\n5.其他：满足设计及规范要求","个","5","","356.73","1783.65",""]
["51","030807003005","","带锁定装置的双向型蝶阀 DN150","1.名称：带锁定装置的双向型蝶阀\r\n2.材质：详设计\r\n3.型号、规格：DN150mm \r\n4.连接形式：法兰连接\r\n5.其他：满足设计及规范要求","个","5","","541.74","2708.70",""]
["52","030807003046","","闸阀 DN65","1.名称：闸阀 \r\n2.材质：球墨铸铁\r\n3.型号、规格：DN65\r\n4.连接形式：法兰连接\r\n5.含配套法兰、附件\r\n6.满足设计图纸及验收规范要求","个","4","","299.35","1197.40",""]
["53","030807003046","","闸阀 DN100","1.名称：闸阀 \r\n2.材质：球墨铸铁\r\n3.型号、规格：DN100\r\n4.连接形式：法兰连接\r\n5.含配套法兰、附件\r\n6.满足设计图纸及验收规范要求","个","1","","636.95","636.95",""]
["54","030807003046","","闸阀 DN150","1.名称：闸阀 \r\n2.材质：球墨铸铁\r\n3.型号、规格：DN150\r\n4.连接形式：法兰连接\r\n5.含配套法兰、附件\r\n6.满足设计图纸及验收规范要求","个","4","","1510.99","6043.96",""]
["55","030807003046","","闸阀 DN200","1.名称：闸阀 \r\n2.材质：球墨铸铁\r\n3.型号、规格：DN200\r\n4.连接形式：法兰连接\r\n5.含配套法兰、附件\r\n6.满足设计图纸及验收规范要求","个","5","","1647.75","8238.75",""]
["56","030807003046","","闸阀 DN250","1.名称：闸阀 \r\n2.材质：球墨铸铁\r\n3.型号、规格：DN250\r\n4.连接形式：法兰连接\r\n5.含配套法兰、附件\r\n6.满足设计图纸及验收规范要求","个","5","","2865.58","14327.90",""]
["57","030807003046","","泄压阀 DN100","1.名称：泄压阀\r\n2.材质：球墨铸铁\r\n3.型号、规格：DN100\r\n4.连接形式：法兰连接\r\n5.含配套法兰、附件\r\n6.满足设计图纸及验收规范要求","个","1","","1233.86","1233.86",""]
["58","030807003046","","泄压阀 DN150","1.名称：泄压阀\r\n2.材质：球墨铸铁\r\n3.型号、规格：DN150\r\n4.连接形式：法兰连接\r\n5.含配套法兰、附件\r\n6.满足设计图纸及验收规范要求","个","1","","1748.03","1748.03",""]
["59","030807003049","","Y型过滤器 DN150","1.名称：Y型过滤器 \r\n2.材质：球墨铸铁\r\n3.型号、规格：DN150 1.6MPa\r\n4.连接形式：法兰连接\r\n5.含配套法兰、附件\r\n6.满足设计图纸及验收规范要求","个","2","","737.33","1474.66",""]
["60","030807003050","","Y型过滤器 DN200","1.名称：Y型过滤器 \r\n2.材质：球墨铸铁\r\n3.型号、规格：DN200 1.6MPa\r\n4.连接形式：法兰连接\r\n5.含配套法兰、附件\r\n6.满足设计图纸及验收规范要求","个","2","","1021.05","2042.10",""]
["61","030807003049","","不锈钢软接头 DN150","1.名称：不锈钢软接头 \r\n2.材质：不锈钢\r\n3.型号、规格：DN150\r\n4.连接形式：法兰连接\r\n5.含配套法兰、附件\r\n6.满足设计图纸及验收规范要求","个","4","","540.51","2162.04",""]
["62","030807003050","","不锈钢软接头 DN200","1.名称：不锈钢软接头 \r\n2.材质：不锈钢\r\n3.型号、规格：DN200\r\n4.连接形式：法兰连接\r\n5.含配套法兰、附件\r\n6.满足设计图纸及验收规范要求","个","4","","767.81","3071.24",""]
["63","030601004051","","流量测试装置","1.名称：流量测试装置\r\n2.规格、型号：消防水泵流量检测装置的计量精度应为0.4级，消火栓泵的流量检测装置最大量程为50L/s，喷淋泵流量检测装置最大量程为190L/s；\r\n3.满足设计图纸及验收规范要求","台","2.000","","522.51","1045.02",""]
["64","030601004056","","玻璃管液位计","1.名称：玻璃管液位计 \r\n2.满足设计图纸及验收规范要求","台","1.000","","524.28","524.28",""]
["65","030601002058","","压力表 0-1.6MPa","1.名称：压力表\r\n2.规格、型号：0-1.6MPa，真空压力表综合考虑\r\n3.含表弯制作安装\r\n4.满足设计图纸及验收规范要求","套","8","","66.54","532.32",""]
["66","030601002060","","压力开关","1.名称：压力开关 \r\n2.技术要求：启泵压力1.04MPa\r\n3.连接形式：卡箍连接\r\n4.含配套法兰、附件\r\n5.满足设计图纸及验收规范要求","台","2","","344.79","689.58",""]
["67","030804002061","","吸水喇叭口 DN250","1.名称：旋流防止器\r\n2.材质：不锈钢\r\n3.型号、规格：Φ900\r\n4.连接形式：卡箍连接\r\n5.含配套法兰、附件\r\n6.满足设计图纸及验收规范要求","个","2","","392.09","784.18",""]
["68","030901002086","","内外壁热浸镀锌加厚钢管 DN65（泵房）","1.安装部位：室内\r\n2.材质、规格：内外壁热浸镀锌加厚钢管 DN65\r\n3.壁厚：消防给水管道其最小壁厚应符合下列要求：热浸镀锌钢管壁厚应满足《低压流体输送用焊接钢管》（GBT 3091-2008）、《焊接钢管尺寸及单位长度重量》（GBT 21835-2008）、《沟槽式连接管道工程技术规程》（CECS151：2003）有关要求\r\n4.连接形式：沟槽式卡箍连接\r\n5.钢管镀锌设计要求：热浸镀锌\r\n6.压力试验及冲洗设计要求：满足设计及规范要求\r\n7.含管件、管道支架制作、安装\r\n8.满足设计图纸及验收规范要求","m","23.08","","93.58","2159.83",""]
["69","030901002087","","内外壁热浸镀锌加厚钢管 DN100（泵房）","1.安装部位：室内\r\n2.材质、规格：内外壁热浸镀锌加厚钢管 DN100\r\n3.壁厚：消防给水管道其最小壁厚应符合下列要求：热浸镀锌钢管壁厚应满足《低压流体输送用焊接钢管》（GBT 3091-2008）、《焊接钢管尺寸及单位长度重量》（GBT 21835-2008）、《沟槽式连接管道工程技术规程》（CECS151：2003）有关要求\r\n4.连接形式：卡箍连接\r\n5.钢管镀锌设计要求：内外热浸镀锌\r\n6.压力试验及冲洗设计要求：满足设计及规范要求\r\n7.含管件、管道支架制作、安装\r\n8.满足设计图纸及验收规范要求","m","36.13","","133.04","4806.74",""]
["70","030901002088","","内外壁热浸镀锌加厚钢管 DN150（泵房）","1.安装部位：室内\r\n2.材质、规格：内外壁热浸镀锌加厚钢管 DN150\r\n3.壁厚：消防给水管道其最小壁厚应符合下列要求：热浸镀锌钢管壁厚应满足《低压流体输送用焊接钢管》（GBT 3091-2008）、《焊接钢管尺寸及单位长度重量》（GBT 21835-2008）、《沟槽式连接管道工程技术规程》（CECS151：2003）有关要求\r\n4.连接形式：卡箍连接\r\n5.钢管镀锌设计要求：内外热浸镀锌\r\n6.压力试验及冲洗设计要求：满足设计及规范要求\r\n7.含管件、管道支架制作、安装\r\n8.满足设计图纸及验收规范要求","m","39.5","","203.07","8021.27",""]
["71","030901002088","","内外壁热浸镀锌加厚钢管 DN200（泵房）","1.安装部位：室内\r\n2.材质、规格：内外壁热浸镀锌加厚钢管 DN200\r\n3.壁厚：消防给水管道其最小壁厚应符合下列要求：热浸镀锌钢管壁厚应满足《低压流体输送用焊接钢管》（GBT 3091-2008）、《焊接钢管尺寸及单位长度重量》（GBT 21835-2008）、《沟槽式连接管道工程技术规程》（CECS151：2003）有关要求\r\n4.连接形式：卡箍连接\r\n5.钢管镀锌设计要求：内外热浸镀锌\r\n6.压力试验及冲洗设计要求：满足设计及规范要求\r\n7.含管件、管道支架制作、安装\r\n8.满足设计图纸及验收规范要求","m","16.38","","299.71","4909.25",""]
["72","030901002088","","内外壁热浸镀锌加厚钢管 DN250（泵房）","1.安装部位：室内\r\n2.材质、规格：内外壁热浸镀锌加厚钢管 DN250\r\n3.壁厚：消防给水管道其最小壁厚应符合下列要求：热浸镀锌钢管壁厚应满足《低压流体输送用焊接钢管》（GBT 3091-2008）、《焊接钢管尺寸及单位长度重量》（GBT 21835-2008）、《沟槽式连接管道工程技术规程》（CECS151：2003）有关要求\r\n4.连接形式：卡箍连接\r\n5.钢管镀锌设计要求：内外热浸镀锌\r\n6.压力试验及冲洗设计要求：满足设计及规范要求\r\n7.含管件、管道支架制作、安装\r\n8.满足设计图纸及验收规范要求","m","13.4","","592.27","7936.42",""]
["73","030815001072","","管道支吊架","1.名称：管道支吊架\r\n2.材质：型钢 \r\n3.管架形式：自行制作的管架一般应经除锈后防腐\r\n4.满足设计图纸及验收规范要求","kg","308.757","","16.83","5196.38",""]
["74","031201003073","","支架除锈刷油","1.除锈级别：轻锈\r\n2.油漆品种、涂刷遍数：管道支架除锈后刷樟丹二道,灰色调和漆二道。\r\n3.满足设计图纸及验收规范要求","kg","308.757","","1.39","429.17",""]
["75","031201001074","","消防管道、喷淋管道刷油","1.名称：消防管道、喷淋管道刷油\r\n2.标志色方式、品种：消防管道—红色(消火栓管道刷红色,喷淋管道刷红色黄环)，刷油遍数为2遍\r\n3.满足设计图纸及验收规范要求","m2","43.560","","7.97","347.17",""]
[" "," ","","分部小计 ",""," "," ",""," ","166526.69"," "]
[" "," ","","气体灭火系统 ",""," "," ",""," "," "," "]
["76","030703001089","","泄压装置 0.36m2","1.名称：自动泄压阀  \n2.型号：WLZX-025\n3.满足设计图纸及验收规范要求","个","1","","1148.58","1148.58",""]
["77","030903009091","","柜式七氟丙烷气体灭火装置 GQQ150/2.5-PAVLN","1.名称：柜式七氟丙烷气体灭火装置 \r\n2.规格、型号：GQQ150/2.5-PAVLN\r\n3.安装内容：安装\r\n4.其它说明：含七氟丙烷自动灭火装置，溶剂\r\n5.满足设计图纸及验收规范要求","套","6","","11881.04","71286.24",""]
["78","030905004092","","气体灭火系统装置调试","1.名称：气体灭火系统装置调试\n2.试验容器规格：充装量276kg\n3.含气体试喷\n4.满足设计图纸及验收规范要求","个","6","","1966.03","11796.18",""]
[" "," ","","分部小计 ",""," "," ",""," ","84231.00"," "]
[" "," ","","单价措施项目清单 ",""," "," ",""," "," "," "]
[" "," ","","其他措施项目 ",""," "," ",""," "," "," "]
["79","031302007001","","高层施工增加费"," ","项"," ",""," ","",""]
[" "," ","","分部小计 ",""," "," ",""," "," "," "]
[" "," ","","专业措施项目 ",""," "," ",""," "," "," "]
["80","031301001001","","吊装加固"," ","项"," ",""," ","",""]
["81","031301002001","","金属抱杆安装拆除、移位"," ","项"," ",""," ","",""]
["82","031301003001","","平台铺设、拆除"," ","项"," ",""," ","",""]
["83","031301004001","","顶升、提升装置"," ","项"," ",""," ","",""]
["84","031301005001","","大型设备专用机具"," ","项"," ",""," ","",""]
["85","031301006001","","焊接工艺评定"," ","项"," ",""," ","",""]
["86","031301007001","","胎（模）具制作、安装、拆除"," ","项"," ",""," ","",""]
["87","031301008001","","防护棚制作安装拆除"," ","项"," ",""," ","",""]
["88","031301009001","","特殊地区施工增加"," ","项"," ",""," ","",""]
["89","031301010001","","安装与生产同时进行施工增加"," ","项"," ",""," ","",""]
["90","031301011001","","在有害身体健康环境中施工增加"," ","项"," ",""," ","",""]
["91","031301012001","","工程系统检测、检验"," ","项"," ",""," ","",""]
["92 ","031301013001","","设备、管道施工的安全、防冻和焊接保护"," ","项"," ",""," ","",""]
["93","031301014001","","焦炉烘炉、热态工程"," ","项"," ",""," ","",""]
["94","031301015001","","管道安拆后的充气保护"," ","项"," ",""," ","",""]
["95","031301016001","","隧道内施工的通风、供水、供气、供电、照明及通讯设施"," ","项"," ",""," ","",""]
["96","031301017001","","脚手架搭拆"," ","项","1","","13568.82","13568.82",""]
["97","031301018001","","其他措施"," ","项"," ",""," ","",""]
[" "," ","","分部小计 ",""," "," ",""," ","13568.82"," "]
[" "," ","","分部小计 ",""," "," ",""," ","13568.82"," "]
["合　　计","","","","","","","","","1057762.61",""]

{"sheet":"F.4 总价措施项目清单计价表(表-11)【综合实训楼1-~1","index":60,"n_rows":15,"n_cols":12,"rows_kept":15,"merged":[[0,0,0,11],[1,0,1,1],[1,2,1,5],[1,6,1,7],[1,8,1,11],[2,1,2,2],[2,3,2,4],[2,8,2,9],[3,1,3,2],[3,3,3,4],[3,8,3,9],[4,1,4,2],[4,3,4,4],[4,8,4,9],[5,1,5,2],[5,3,5,4],[5,8,5,9],[6,1,6,2],[6,3,6,4],[6,8,6,9],[7,1,7,2],[7,3,7,4],[7,8,7,9],[8,1,8,2],[8,3,8,4],[8,8,8,9],[9,1,9,2],[9,3,9,4],[9,8,9,9],[10,1,10,2],[10,3,10,4],[10,8,10,9],[11,1,11,2],[11,3,11,4],[11,8,11,9],[12,1,12,2],[12,3,12,4],[12,8,12,9],[13,1,13,2],[13,3,13,4],[13,8,13,9],[14,0,14,6],[14,8,14,9]],"flags":["formulas_cached_only"]}
["总价措施项目清单计价表","","","","","","","","","","",""]
["工程名称：","","凉山州科教园区暨医学类教育服务项目\\综合实训楼1-2#【1-2#综合实训楼-消防水】","","","","标段：","","","","",""]
["序 号","项目编码","","项目名称","","计算基础","费率\r\n（%）","金额\r\n（元）","调整费率\r\n(%)","","调整后\r\n金额(元)","备注"]
["1","031302001001","","安全文明施工费",""," "," ","49160.12","","",""," "]
["1.1","①","","环境保护费","","分部分项工程及单价措施项目(定额人工费+定额机械费)","1.1","3890.37","","",""," "]
["1.2","②","","文明施工费","","分部分项工程及单价措施项目(定额人工费+定额机械费)","2.5","8841.75","","",""," "]
["1.3","③","","安全施工费","","分部分项工程及单价措施项目(定额人工费+定额机械费)","3.9","13793.13","","",""," "]
["1.4","④","","临时设施费","","分部分项工程及单价措施项目(定额人工费+定额机械费)","6.4","22634.87","","",""," "]
["2","031302002001","","夜间施工增加费",""," "," ","1697.62","","",""," "]
["3","031302003001","","非夜间施工增加",""," "," ","","","",""," "]
["4","031302004001","","二次搬运费",""," "," ","813.44","","",""," "]
["5","031302005001","","冬雨季施工增加费",""," "," ","1273.21","","",""," "]
["6","031302006001","","已完工程及设备保护费",""," "," ","","","",""," "]
["7","031302008001","","工程定位复测费",""," "," ","318.30","","",""," "]
["合　　计","","","","","","","53262.69","-","","-","-"]

{"sheet":"H 规费、税金项目清单计价表(表-13)【综合实训楼1-2~1","index":61,"n_rows":7,"n_cols":6,"rows_kept":7,"merged":[[0,0,0,5],[1,1,1,2],[1,3,1,4],[6,0,6,4]],"flags":["formulas_cached_only"]}
["规费、税金项目计价表","","","","",""]
["工程名称：","凉山州科教园区暨医学类教育服务项目\\综合实训楼1-2#【1-2#综合实训楼-消防水】","","标段：","",""]
["序号","项目名称","计算基础","计算基数","计算费率（％）","金额(元)"]
["1","规费","分部分项定额人工费+单价措施项目定额人工费","336114.48","8.36","28099.17"]
["2","销项增值税额","分部分项工程费+措施项目费+其他项目费+规费+按实计算费用+创优质工程奖补偿奖励费-按规定不计税的工程设备金额-除税甲供材料（设备）费","1139124.47","9","102521.20"]
["3","附加税","分部分项工程费+措施项目费+其他项目费+规费+按实计算费用+创优质工程奖补偿奖励费-按规定不计税的工程设备金额-除税甲供材料（设备）费","1139124.47","0.313","3565.46"]
["合计","","","","","134185.83"]

{"sheet":"L.2 承包人提供主要材料和工程设备一览表(表-21)【综~4","index":62,"n_rows":99,"n_cols":10,"rows_kept":99,"merged":[[0,0,0,9],[1,1,1,4],[1,5,1,7],[1,8,1,9],[2,4,2,5],[3,4,3,5],[4,4,4,5],[5,4,5,5],[6,4,6,5],[7,4,7,5],[8,4,8,5],[9,4,9,5],[10,4,10,5],[11,4,11,5],[12,4,12,5],[13,4,13,5],[14,4,14,5],[15,4,15,5],[16,4,16,5],[17,4,17,5],[18,4,18,5],[19,4,19,5],[20,4,20,5],[21,4,21,5],[22,4,22,5],[23,4,23,5],[24,4,24,5],[25,4,25,5],[26,4,26,5],[27,4,27,5],[28,4,28,5],[29,4,29,5],[30,4,30,5],[31,4,31,5],[32,4,32,5],[33,4,33,5],[34,4,34,5],[35,4,35,5],[36,4,36,5],[37,4,37,5],[38,4,38,5],[39,4,39,5],[40,4,40,5],[41,4,41,5],[42,4,42,5],[43,4,43,5],[44,4,44,5],[45,4,45,5],[46,4,46,5],[47,4,47,5],[48,4,48,5],[49,4,49,5],[50,4,50,5],[51,4,51,5],[52,4,52,5],[53,4,53,5],[54,4,54,5],[55,4,55,5],[56,4,56,5],[57,4,57,5],[58,4,58,5],[59,4,59,5],[60,4,60,5],[61,4,61,5],[62,4,62,5],[63,4,63,5],[64,4,64,5],[65,4,65,5],[66,4,66,5],[67,4,67,5],[68,4,68,5],[69,4,69,5],[70,4,70,5],[71,4,71,5],[72,4,72,5],[73,4,73,5],[74,4,74,5],[75,4,75,5],[76,4,76,5],[77,4,77,5],[78,4,78,5],[79,4,79,5],[80,4,80,5],[81,4,81,5],[82,4,82,5],[83,4,83,5],[84,4,84,5],[85,4,85,5],[86,4,86,5],[87,4,87,5],[88,4,88,5],[89,4,89,5],[90,4,90,5],[91,4,91,5],[92,4,92,5],[93,4,93,5],[94,4,94,5],[95,4,95,5],[96,4,96,5],[97,4,97,5],[98,4,98,5]],"flags":["formulas_cached_only"]}
[" 承包人提供主要材料和工程设备一览表\r\n（适用造价信息差额调整法）","","","","","","","","",""]
["工程名称：","凉山州科教园区暨医学类教育服务项目\\综合实训楼1-2#【1-2#综合实训楼-消防水】","","","","标段：","","","",""]
["序号","名称、规格、型号","单位","数量","风险系数(%)","","基准单价(元)","投标单价(元)","发承包人确认单价(元)","备注"]
["1","沟槽直接头 （含胶圈）DN65","套","64.72"," ","","10.87","",""," "]
["2","消火栓沟槽管件DN65","个","130.751"," ","","15.39","",""," "]
["3","沟槽直接头 （含胶圈）DN100","套","193.727"," ","","17.98","",""," "]
["4","消火栓沟槽管件DN100","个","393.597"," ","","24.64","",""," "]
["5","沟槽直接头 （含胶圈）DN150","套","55.116"," ","","30.20","",""," "]
["6","酚醛调和漆 各色","kg","277.313"," ","","11.15","",""," "]
["7","碳钢平焊法兰DN65","片","26"," ","","19.09","",""," "]
["8","碳钢平焊法兰DN100","片","78"," ","","27.14","",""," "]
["9","碳钢平焊法兰DN150","片","32"," ","","51.25","",""," "]
["10","自动排气阀DN25","个","4"," ","","22.50","",""," "]
["11","型钢","kg","4906.44"," ","","4.50","",""," "]
["12","醇酸防锈漆 C53-1","kg","57.139"," ","","11.00","",""," "]
["13","沟槽法兰DN150","片","18"," ","","35.58","",""," "]
["14","镀锌加厚钢管DN65","m","132.965"," ","","37.81","",""," "]
["15","镀锌加厚钢管DN100","m","719.026"," ","","60.94","",""," "]
["16","镀锌加厚钢管DN150","m","333.936"," ","","104.11","",""," "]
["17","带锁定装置的双向型蝶阀 DN65","个","9"," ","","39.60","",""," "]
["18","带锁定装置的双向型蝶阀 DN100","个","34"," ","","58.50","",""," "]
["19","带锁定装置的双向型蝶阀 DN150","个","6"," ","","92.70","",""," "]
["20","碳钢平焊法兰DN200","片","14"," ","","56.27","",""," "]
["21","内外壁热浸镀锌钢管 DN65","m","13.236"," ","","35.614","",""," "]
["22","内外壁热浸镀锌钢管 DN100","m","247.416"," ","","58.31","",""," "]
["23","金属波纹管DN100","个","1"," ","","414.18","",""," "]
["24","甲型单栓带灭火器箱组合式消防柜","套","58"," ","","668.70","",""," "]
["25","试验消火栓DN65","套","1.01"," ","","67.50","",""," "]
["26","灭火器MF/ABC4","具","170"," ","","45.00","",""," "]
["27","灭火器放置箱","个","41"," ","","27.00","",""," "]
["28","旋启式止回阀 DN100","个","1"," ","","781.20","",""," "]
["29","安全泄压阀DN100","个","1"," ","","612.00","",""," "]
["30","钢丝网骨架复核管DN100","m","15.225"," ","","67.32","",""," "]
["31","给水室外钢骨架塑料复合管电熔管件DN100","个","4.095"," ","","57.64","",""," "]
["32","镀锌钢管DN25","m","3666.833"," ","","12.98","",""," "]
["33","镀锌钢管接头管件 DN25","个","2152.668"," ","","2.44","",""," "]
["34","镀锌钢管DN32","m","1345.976"," ","","16.788","",""," "]
["35","镀锌钢管接头管件 DN32","个","920.085"," ","","4.28","",""," "]
["36","镀锌加厚钢管DN40","m","271.863"," ","","18.94","",""," "]
["37","镀锌钢管接头管件 DN40","个","232.909"," ","","4.53","",""," "]
["38","镀锌钢管DN50","m","388.784"," ","","26.175","",""," "]
["39","镀锌钢管接头管件 DN50","个","312.575"," ","","8.49","",""," "]
["40","镀锌钢管DN65","m","215.079"," ","","35.614","",""," "]
["41","镀锌钢管DN80","m","364.7"," ","","44.732","",""," "]
["42","沟槽直接头 （含胶圈）DN80","套","59.897"," ","","13.00","",""," "]
["43","沟槽管件DN80","个","144.439"," ","","17.15","",""," "]
["44","镀锌钢管DN100","m","161.791"," ","","58.31","",""," "]
["45","消火栓沟槽管件DN150","个","117.032"," ","","43.89","",""," "]
["46","末端试水装置DN25","个","6.06"," ","","70.20","",""," "]
["47","压力表 0～2.5MPa φ50（带表弯）","套","3"," ","","18.00","",""," "]
["48","末端试水阀DN25","个","3.03"," ","","29.25","",""," "]
["49","湿式报警装置DN150","套","3"," ","","765.00","",""," "]
["50","信号阀DN150","个","16"," ","","103.17","",""," "]
["51","卡箍连接件（含胶圈）DN150","套","32"," ","","19.33","",""," "]
["52","水流指示器DN150","个","6"," ","","51.55","",""," "]
["53","减压孔板DN150","个","5"," ","","39.31","",""," "]
["54","平焊法兰DN150","片","10"," ","","51.25","",""," "]
["55","闭式直立型喷头","个","1510.96"," ","","4.05","",""," "]
["56","金属波纹管DN150","个","1"," ","","540.54","",""," "]
["57","旋启式止回阀 DN150","个","1"," ","","697.50","",""," "]
["58","安全泄压阀DN150","个","1"," ","","850.50","",""," "]
["59","闸阀 DN80","个","6"," ","","141.08","",""," "]
["60","碳钢平焊法兰DN80","片","12"," ","","22.10","",""," "]
["61","钢丝网骨架复合给水管 DN150","m","17.255"," ","","123.58","",""," "]
["62","给水室外钢骨架塑料复合管电熔管件DN150","个","2.958"," ","","162.58","",""," "]
["63","室内消火栓系统加压水泵Q=20L/S，H=0.80MPa，N=37kw","台","2"," ","","9279.00","",""," "]
["64","室内消火栓系统加压水泵控制柜N=37kw","台","1"," ","","7362.00","",""," "]
["65","自动喷水灭火系统加压水泵 Q=30L/S，H=0.78MPa，N=55kw","台","2"," ","","13872.60","",""," "]
["66","自动喷水灭火系统加压水泵控制柜N=55kw","台","1"," ","","13993.20","",""," "]
["67","防水锤消声止回阀 DN150","个","2"," ","","1089.00","",""," "]
["68","防水锤消声止回阀 DN200","个","2"," ","","1563.00","",""," "]
["69","闸阀DN65","个","4"," ","","119.56","",""," "]
["70","闸阀DN100","个","1"," ","","340.96","",""," "]
["71","闸阀DN150","个","4"," ","","1040.72","",""," "]
["72","闸阀DN200","个","5"," ","","1040.70","",""," "]
["73","闸阀 DN250","个","5"," ","","2052.00","",""," "]
["74","碳钢平焊法兰DN250","片","10"," ","","77.37","",""," "]
["75","泄压阀DN100","个","1"," ","","937.87","",""," "]
["76","泄压阀 DN150","个","1"," ","","1276.20","",""," "]
["77","Y型过滤器 DN150","个","2"," ","","265.50","",""," "]
["78","Y型过滤器DN200","个","2"," ","","414.00","",""," "]
["79","不锈钢软接头 DN150","个","4"," ","","405.00","",""," "]
["80","不锈钢软接头 DN200","个","4"," ","","594.00","",""," "]
["81","流量测试装置","台","2"," ","","387.90","",""," "]
["82","玻璃管液位计","台","1"," ","","259.74","",""," "]
["83","压力表 0-1.6MPa","套","8"," ","","18.00","",""," "]
["84","压力开关","台","2"," ","","256.50","",""," "]
["85","吸水喇叭口 DN250","个","2"," ","","135.00","",""," "]
["86","沟槽管件DN65","个","9.276"," ","","15.39","",""," "]
["87","沟槽管件DN100","个","14.522"," ","","24.64","",""," "]
["88","沟槽管件DN150","个","15.879"," ","","43.89","",""," "]
["89","镀锌加厚钢管DN200","m","16.544"," ","","169.20","",""," "]
["90","沟槽直接头 （含胶圈）DN200","套","2.731"," ","","49.80","",""," "]
["91","沟槽管件DN200","个","6.583"," ","","69.69","",""," "]
["92 ","镀锌加厚钢管 DN250","m","13.534"," ","","254.02","",""," "]
["93","沟槽直接头 （含胶圈）DN250","套","2.234"," ","","121.91","",""," "]
["94","沟槽管件DN250","套","13.467"," ","","101.25","",""," "]
["95","泄压装置 0.36m2","个","1"," ","","720.00","",""," "]
["96","柜式七氟丙烷气体灭火装置 GQQ150/2.5-PAVLN","套","6"," ","","10603.80","",""," "]

{"sheet":"E.3 单位工程招标控制价汇总表(表-04)【综合实训楼1~2","index":63,"n_rows":19,"n_cols":5,"rows_kept":19,"merged":[[0,0,0,4],[1,0,1,1],[2,1,2,2],[3,1,3,2],[4,1,4,2],[5,1,5,2],[6,1,6,2],[7,1,7,2],[8,1,8,2],[9,1,9,2],[10,1,10,2],[11,1,11,2],[12,1,12,2],[13,1,13,2],[14,1,14,2],[15,1,15,2],[16,1,16,2],[17,1,17,2],[18,0,18,2]],"flags":["formulas_cached_only"]}
["单位工程招标控制价汇总表","","","",""]
["工程名称：","","凉山州科教园区暨医学类教育服务项目\\综合实训楼1-2#【1-2#综合实训楼-空调防排烟】","标段：",""]
["序号","汇总内容","","金  额（元）","其中:暂估价(元)"]
["1","分部分项及单价措施项目","","262280.45"," "]
[" ","0307 通风及防排烟系统 ","","260587.34"," "]
["2","总价措施项目","","8924.39","-"]
["2.1","其中：安全文明施工费","","8236.99","-"]
["3","其他项目",""," ","-"]
["3.1","其中：暂列金额",""," ","-"]
["3.2","其中：专业工程暂估价",""," ","-"]
["3.3","其中：计日工",""," ","-"]
["3.4","其中：总承包服务费",""," ","-"]
["4","规费","","4542.24","-"]
["5","创优质工程奖补偿奖励费",""," ","-"]
["6","税前不含税工程造价","","275747.08","-"]
["6.1","其中：除税甲供材料（设备）费",""," ","-"]
["7","销项增值税额","","24817.24","-"]
["8","附加税","","863.09","-"]
[" 招标控制价/投标报价总价合计=税前不含税工程造价+销项增值税额+附加税","","","301427.41"," "]

{"sheet":"F.1.1 分部分项工程和单价措施项目清单与计价表(表-0~9","index":64,"n_rows":83,"n_cols":11,"rows_kept":83,"merged":[[0,0,0,10],[1,0,1,1],[1,2,1,6],[1,7,1,8],[1,9,1,10],[2,0,4,0],[2,1,4,2],[2,3,4,3],[2,4,4,4],[2,5,4,5],[2,6,4,7],[2,8,2,10],[3,8,4,8],[3,9,4,9],[5,1,5,2],[5,3,5,4],[5,6,5,7],[6,1,6,2],[6,6,6,7],[7,1,7,2],[7,6,7,7],[8,1,8,2],[8,6,8,7],[9,1,9,2],[9,6,9,7],[10,1,10,2],[10,6,10,7],[11,1,11,2],[11,6,11,7],[12,1,12,2],[12,6,12,7],[13,1,13,2],[13,6,13,7],[14,1,14,2],[14,6,14,7],[15,1,15,2],[15,6,15,7],[16,1,16,2],[16,6,16,7],[17,1,17,2],[17,6,17,7],[18,1,18,2],[18,6,18,7],[19,1,19,2],[19,6,19,7],[20,1,20,2],[20,6,20,7],[21,1,21,2],[21,6,21,7],[22,1,22,2],[22,6,22,7],[23,1,23,2],[23,6,23,7],[24,1,24,2],[24,6,24,7],[25,1,25,2],[25,6,25,7],[26,1,26,2],[26,6,26,7],[27,1,27,2],[27,6,27,7],[28,1,28,2],[28,6,28,7],[29,1,29,2],[29,6,29,7],[30,1,30,2],[30,6,30,7],[31,1,31,2],[31,6,31,7],[32,1,32,2],[32,6,32,7],[33,1,33,2],[33,6,33,7],[34,1,34,2],[34,6,34,7],[35,1,35,2],[35,6,35,7],[36,1,36,2],[36,6,36,7],[37,1,37,2],[37,6,37,7],[38,1,38,2],[38,6,38,7],[39,1,39,2],[39,6,39,7],[40,1,40,2],[40,6,40,7],[41,1,41,2],[41,6,41,7],[42,1,42,2],[42,6,42,7],[43,1,43,2],[43,6,43,7],[44,1,44,2],[44,6,44,7],[45,1,45,2],[45,6,45,7],[46,1,46,2],[46,6,46,7],[47,1,47,2],[47,6,47,7],[48,1,48,2],[48,6,48,7],[49,1,49,2],[49,6,49,7],[50,1,50,2],[50,6,50,7],[51,1,51,2],[51,6,51,7],[52,1,52,2],[52,6,52,7],[53,1,53,2],[53,6,53,7],[54,1,54,2],[54,6,54,7],[55,1,55,2],[55,6,55,7],[56,1,56,2],[56,3,56,4],[56,6,56,7],[57,1,57,2],[57,3,57,4],[57,6,57,7],[58,1,58,2],[58,3,58,4],[58,6,58,7],[59,1,59,2],[59,6,59,7],[60,1,60,2],[60,3,60,4],[60,6,60,7],[61,1,61,2],[61,3,61,4],[61,6,61,7],[62,1,62,2],[62,6,62,7],[63,1,63,2],[63,6,63,7],[64,1,64,2],[64,6,64,7],[65,1,65,2],[65,6,65,7],[66,1,66,2],[66,6,66,7],[67,1,67,2],[67,6,67,7],[68,1,68,2],[68,6,68,7],[69,1,69,2],[69,6,69,7],[70,1,70,2],[70,6,70,7],[71,1,71,2],[71,6,71,7],[72,1,72,2],[72,6,72,7],[73,1,73,2],[73,6,73,7],[74,1,74,2],[74,6,74,7],[75,1,75,2],[75,6,75,7],[76,1,76,2],[76,6,76,7],[77,1,77,2],[77,6,77,7],[78,1,78,2],[78,6,78,7],[79,1,79,2],[79,6,79,7],[80,1,80,2],[80,3,80,4],[80,6,80,7],[81,1,81,2],[81,3,81,4],[81,6,81,7],[82,0,82,8]],"flags":["formulas_cached_only"]}
["分部分项工程和单价措施项目清单与计价表","","","","","","","","","",""]
["工程名称：","","凉山州科教园区暨医学类教育服务项目\\综合实训楼1-2#【1-2#综合实训楼-空调防排烟】","","","","","标段：","","",""]
["序号","项目编码","","项目名称","项目特征","计量\r\n单位","工程\r\n量","","金额（元）","",""]
["","","","","","","","","综合单价","合价","其   中"]
["","","","","","","","","","","暂估价"]
[" "," ","","0307 通风及防排烟系统 ",""," "," ",""," "," "," "]
["1","030108003009","","高温排烟轴流风机33600（m³/h） ","1.名称：高温排烟轴流风机33600（m³/h）\r\n2.系统编号：详设计\r\n3.型号：详设计\r\n4.规格：额定工况：详设计\r\n5.质量：详设计 \r\n6.材质：综合考虑 \r\n7.设备支吊架、橡胶垫、弹簧减震吊架制作安装及除锈刷油综合考虑并计入综合单价 \r\n8.灌浆配合比：详设计 \r\n9.单机试运转要求：详设计及满足规范要求\r\n10.含电机检查接线及调试\r\n11.其他要求：满足设计、相关图集、标准及招标文件技术要求  ","台","1","","5790.95","5790.95",""]
["2","030108003008","","高温排烟轴流风机31200（m³/h） ","1.名称：高温排烟轴流风机31200（m³/h）\r\n2.系统编号：详设计\r\n3.型号：详设计\r\n4.规格：额定工况：详设计\r\n5.质量：详设计 \r\n6.材质：综合考虑 \r\n7.设备支吊架、橡胶垫、弹簧减震吊架制作安装及除锈刷油综合考虑并计入综合单价 \r\n8.灌浆配合比：详设计 \r\n9.单机试运转要求：详设计及满足规范要求\r\n10.含电机检查接线及调试\r\n11.其他要求：满足设计、相关图集、标准及招标文件技术要求  ","台","1","","5340.95","5340.95",""]
["3","030108003007","","柜式离心风机12000（m³/h） ","1.名称：柜式离心风机12000（m³/h）\r\n2.系统编号：详设计\r\n3.型号：详设计\r\n4.规格：额定工况：详设计\r\n5.质量：详设计 \r\n6.材质：综合考虑 \r\n7.设备支吊架、橡胶垫、弹簧减震吊架制作安装及除锈刷油综合考虑并计入综合单价 \r\n8.灌浆配合比：详设计 \r\n9.单机试运转要求：详设计及满足规范要求\r\n10.含电机检查接线及调试\r\n11.其他要求：满足设计、相关图集、标准及招标文件技术要求  ","台","1","","6261.04","6261.04",""]
["4","030108003007","","柜式离心风机6800（m³/h） ","1.名称：柜式离心风机6800（m³/h）\r\n2.系统编号：详设计\r\n3.型号：详设计\r\n4.规格：额定工况：详设计\r\n5.质量：详设计 \r\n6.材质：综合考虑 \r\n7.设备支吊架、橡胶垫、弹簧减震吊架制作安装及除锈刷油综合考虑并计入综合单价 \r\n8.灌浆配合比：详设计 \r\n9.单机试运转要求：详设计及满足规范要求\r\n10.含电机检查接线及调试\r\n11.其他要求：满足设计、相关图集、标准及招标文件技术要求  ","台","1","","5388.54","5388.54",""]
["5","030108003003","","离心式管道风机1650（m³/h） ","1.名称：离心式管道风机1650（m³/h）\r\n2.系统编号：详设计\r\n3.型号：详设计\r\n4.规格：额定工况：详设计\r\n5.质量：详设计 \r\n6.材质：综合考虑 \r\n7.设备支吊架、橡胶垫、弹簧减震吊架制作安装及除锈刷油综合考虑并计入综合单价 \r\n8.灌浆配合比：详设计 \r\n9.单机试运转要求：详设计及满足规范要求\r\n10.含电机检查接线及调试\r\n11.其他要求：满足设计、相关图集、标准及招标文件技术要求  ","台","1","","1741.24","1741.24",""]
["6","030108001010","","隔墙用百叶窗换气扇","1.名称:隔墙用百叶窗换气扇\r\n2.型号.规格:详设计\r\n3.减振支吊架制作安装\r\n4.含柔性接头","台","2","","240.22","480.44",""]
["7","030108001012","","管道式换气扇P-150(带止回功能)","1.名称:管道式换气扇P-150(带止回功能)\r\n2.型号.规格:详设计\r\n3.含柔性接头","台","78","","186.09","14515.02",""]
["8","030108001012","","管道式换气扇P-600(带止回功能)","1.名称:管道式换气扇P-600(带止回功能)\r\n2.型号.规格:详设计\r\n3.含柔性接头","台","24","","186.09","4466.16",""]
["9","030108001012","","管道式换气扇P-800(带止回功能)","1.名称:管道式换气扇P-800(带止回功能)\r\n2.型号.规格:详设计\r\n3.含柔性接头","台","2","","186.09","372.18",""]
["10","030703001020","","280℃排烟防火阀 1000*250","1.名称:280℃排烟防火阀\r\n2.型号.规格:1000*250  \r\n3.材质:碳钢","个","1","","475.47","475.47",""]
["11","030703001020","","280℃排烟防火阀 1250*200","1.名称:280℃排烟防火阀\r\n2.型号.规格:1250*200\r\n3.材质:碳钢","个","1","","481.84","481.84",""]
["12","030703001020","","280℃排烟防火阀 1250*400","1.名称:280℃排烟防火阀\r\n2.型号.规格:1250*400 \r\n3.材质:碳钢","个","1","","617.68","617.68",""]
["13","030703001020","","70℃防火阀 1200*500","1.名称:70℃防火阀\r\n2.型号.规格:160*120\r\n3.材质:碳钢","个","1","","560.92","560.92",""]
["14","030703001020","","70℃防火阀 200*120","1.名称:70℃防火阀\r\n2.型号.规格:200*120\r\n3.材质:碳钢","个","6","","277.32","1663.92",""]
["15","030703001020","","70℃防火阀 320*160","1.名称:70℃防火阀\r\n2.型号.规格:320*160\r\n3.材质:碳钢","个","2","","300.05","600.10",""]
["16","030703001020","","70℃防火阀 320*250","1.名称:70℃防火阀\r\n2.型号.规格:320*250\r\n3.材质:碳钢","个","10","","336.41","3364.10",""]
["17","030703001020","","70℃防火阀 400*200","1.名称:70℃防火阀\r\n2.型号.规格:160*120\r\n3.材质:碳钢","个","2","","316.41","632.82",""]
["18","030703001020","","70℃防火阀 500*200","1.名称:70℃防火阀\r\n2.型号.规格:500*200\r\n3.材质:碳钢","个","2","","326.41","652.82",""]
["19","030703001020","","70℃防火阀 630*200","1.名称:70℃防火阀\r\n2.型号.规格:630*200\r\n3.材质:碳钢","个","2","","338.22","676.44",""]
["20","030703001020","","70℃防火阀 1000*500","1.名称:70℃防火阀\r\n2.型号.规格:1000*500\r\n3.材质:碳钢","个","2","","558.19","1116.38",""]
["21","030703007013","","单层格栅风口带风阀 500*300","1.名称:单层格栅风口带风阀 \r\n2.型号.规格:500*300\r\n3.材质:铝合金","个","2","","231.31","462.62",""]
["22","030703007013","","单层格栅风口带风阀 600*400","1.名称:单层格栅风口带风阀 \r\n2.型号.规格:600*400\r\n3.材质:铝合金","个","3","","287.13","861.39",""]
["23","030703007013","","单层格栅风口带风阀 1500*1000","1.名称:单层格栅风口带风阀 \r\n2.型号.规格:1500*1000\r\n3.材质:铝合金","个","2","","1008.67","2017.34",""]
["24","030703007013","","排烟阀 1000*250","1.名称:排烟阀\r\n2.型号.规格:1000*250\r\n3.材质:铝合金","个","1","","670.00","670.00",""]
["25","030703007013","","排烟阀 1250*200","1.名称:排烟阀\r\n2.型号.规格:1250*200\r\n3.材质:铝合金","个","4","","675.45","2701.80",""]
["26","030703007013","","止回风阀 500*200","1.名称:止回风阀\r\n2.型号.规格:500*200\r\n3.材质:铝合金","个","2","","280.97","561.94",""]
["27","030703007013","","止回风阀 630*200","1.名称:止回风阀\r\n2.型号.规格:630*200\r\n3.材质:铝合金","个","2","","300.97","601.94",""]
["28","030703007013","","单层格栅风口 1100*200","1.名称:单层格栅风口 \r\n2.型号.规格:1000*300\r\n3.材质:铝合金","个","51","","403.27","20566.77",""]
["29","030702006028","","固定挡烟垂壁","1.名称:固定挡烟垂壁\r\n2.材质:防火玻璃\r\n3.板材厚度 \r\n4.管件、法兰等附件及支架设计要求 \r\n5.接口形式","m2","70.24","","316.15","22206.38",""]
["30","030703007024","","防鼠防虫网 10*10","1.名称:防鼠防虫网 \r\n2.型号.规格:10*10","个","2","","110.30","220.60",""]
["31","030703007036","","防雨百叶带过滤网 200*200","1.名称：防雨百叶带过滤网\r\n2.型号：详设计 \r\n3.规格：200*200\r\n4.类型：详设计\r\n5.形式：综合考虑\r\n6.其他详设计及满足规范要求","个","37","","137.15","5074.55",""]
["32","030703007036","","防雨百叶带过滤网 300*200","1.名称：防雨百叶带过滤网\r\n2.型号：详设计 \r\n3.规格：300*200\r\n4.类型：详设计\r\n5.形式：综合考虑\r\n6.其他详设计及满足规范要求","个","15","","166.46","2496.90",""]
["33","030703007036","","防雨百叶带过滤网 400*200","1.名称：防雨百叶带过滤网\r\n2.型号：详设计 \r\n3.规格：400*200\r\n4.类型：详设计\r\n5.形式：综合考虑\r\n6.其他详设计及满足规范要求","个","1","","171.91","171.91",""]
["34","030703007036","","防雨百叶带过滤网 400*300","1.名称：防雨百叶带过滤网\r\n2.型号：详设计 \r\n3.规格：400*300\r\n4.类型：详设计\r\n5.形式：综合考虑\r\n6.其他详设计及满足规范要求","个","2","","206.76","413.52",""]
["35","030703007036","","防雨百叶带过滤网 500*200","1.名称：防雨百叶带过滤网\r\n2.型号：详设计 \r\n3.规格：500*200\r\n4.类型：详设计\r\n5.形式：综合考虑\r\n6.其他详设计及满足规范要求","个","1","","226.96","226.96",""]
["36","030703007036","","防雨百叶带过滤网 800*200","1.名称：防雨百叶带过滤网\r\n2.型号：详设计 \r\n3.规格：800*200\r\n4.类型：详设计\r\n5.形式：综合考虑\r\n6.其他详设计及满足规范要求","个","1","","309.86","309.86",""]
["37","030703007036","","防雨百叶带过滤网 1100*200","1.名称：防雨百叶带过滤网\r\n2.型号：详设计 \r\n3.规格：1100*200\r\n4.类型：详设计\r\n5.形式：综合考虑\r\n6.其他详设计及满足规范要求","个","2","","380.28","760.56",""]
["38","030108003149","","纳米光子净化装置 L=6000CMH","1.名称：纳米光子净化装置 \r\n2.型号、规格：L=6000CMH\r\n3.安装方式、部位：综合考虑\r\n4.减震装置，型钢支吊架制作安装和除锈刷油防腐：满足验收规范要求\r\n5.含本体安装、接地，电机检查接线和调试\r\n6.包括风机进出口与风管连接时采用的保温不燃柔性软风管连接\r\n7.各类转运及设备吊装就位、电源配管与设备连接间的金属软管，单根软管长度综合考虑;综合考虑\r\n8.其他要求：满足相关标准图集、规范、设计及验收要求等","台","1","","8666.94","8666.94",""]
["39","030703020170","","消声器 XZP100 L=1500mm,800*400","1.名称：消声器 XZP100 \r\n2.型号、规格：L=1500mm,800*400\r\n3.材质：碳钢\r\n4.支架制作安装、除锈、防腐：综合考虑\r\n5.含保温，保温满足设计规范要求\r\n6.其他要求：满足相关标准图集、规范、设计及验收要求等","个","1","","2239.62","2239.62",""]
["40","030703020170","","消声器 XZP100 L=1500mm,1000*500","1.名称：消声器 XZP100 \r\n2.型号、规格：L=1500mm,1000*500\r\n3.材质：碳钢\r\n4.支架制作安装、除锈、防腐：综合考虑\r\n5.含保温，保温满足设计规范要求\r\n6.其他要求：满足相关标准图集、规范、设计及验收要求等","个","1","","2798.68","2798.68",""]
["41","030702001025","","镀锌钢板风管 B≤320 δ=0.75","1.名称:镀锌钢板风管\r\n2.材质:镀锌钢板 \r\n3.形状:矩形 \r\n4.规格:B≤320 δ=0.75\r\n5.板材厚度 \r\n6.管件、法兰等附件及支架设计要求 \r\n7.接口形式","m2","168.2","","174.18","29297.08",""]
["42","030702001026","","镀锌钢板风管 B≤450 δ=0.75","1.名称:镀锌钢板风管\r\n2.材质:镀锌钢板 \r\n3.形状:矩形 \r\n4.规格:B≤450 δ=0.75\r\n5.板材厚度 \r\n6.管件、法兰等附件及支架设计要求 \r\n7.接口形式","m2","24.44","","141.25","3452.15",""]
["43","030702001027","","镀锌钢板风管 B≤1000 δ=1.0","1.名称:镀锌钢板风管\r\n2.材质:镀锌钢板 \r\n3.形状:矩形 \r\n4.规格:B≤1000 δ=1.0\r\n5.板材厚度 \r\n6.管件、法兰等附件及支架设计要求 \r\n7.接口形式","m2","88.85","","125.95","11190.66",""]
["44","030702001027","","镀锌钢板风管 B≤1500 δ=1.2","1.名称:镀锌钢板风管\r\n2.材质:镀锌钢板 \r\n3.形状:矩形 \r\n4.规格:B≤1500 δ=1.2\r\n5.板材厚度 \r\n6.管件、法兰等附件及支架设计要求 \r\n7.接口形式","m2","269.85","","133.99","36157.20",""]
["45","030702001027","","镀锌钢板风管 B≤4000 δ=1.5","1.名称:镀锌钢板风管\r\n2.材质:镀锌钢板 \r\n3.形状:矩形 \r\n4.规格:B≤4000 δ=1.5\r\n5.板材厚度 \r\n6.管件、法兰等附件及支架设计要求 \r\n7.接口形式","m2","10.2","","187.66","1914.13",""]
["46","030704002029","","风管漏光试验、漏风试验","风管漏光试验、漏风试验","m2","561.54","","4.27","2397.78",""]
["47","031208003026","","风管橡塑保温","1.绝热材料品种：橡塑 \r\n2.绝热厚度：30mm\r\n3.软木品种","m3","0.28","","1385.01","387.80",""]
["48","030702004187","","铝皮保护层 δ=0.5mm","1.名称：铝皮保护层\r\n2.材质：铝皮\r\n3.形状：综合考虑\r\n4.厚度：δ=0.5mm\r\n5.接口形式：综合考虑；\r\n6.包含风管支.吊架的制作安装及除锈刷油防腐且满足规范要求\r\n7.风管穿墙、楼板时需满足验收规范要求\r\n8.含所有风管防火包裹、管件及附件制作安装、导流叶片、防腐垫木等\r\n9.其他要求：满足相关标准图集、规范、设计及验收要求等","m2","26.71","","55.20","1474.39",""]
["49","031208003352","","不燃离心玻璃棉保温","1.名称:不燃离心玻璃棉保温\r\n2.绝热厚度及管径:综合考虑 \r\n3.包含所需的各类附件\r\n4.其他要求：满足相关标准图集、规范、设计及验收要求等","m3","26.71","","1066.29","28480.61",""]
["50","031208003232","","防火包裹（无石棉纤维增强硅酸钙耐火板）","1.名称：防火包裹（无石棉纤维增强硅酸钙耐火板）\r\n2.耐火板厚度：综合考虑\r\n3.含耐火板、岩棉保温、龙骨、支架及附件制作安装及除锈刷油防腐\r\n4.其他要求：满足相关标准图集、规范、设计及验收要求等","m2","123.54","","134.42","16606.25",""]
[" "," ","","分部小计 ",""," "," ",""," ","260587.34"," "]
[" "," ","","单价措施项目清单 ",""," "," ",""," "," "," "]
[" "," ","","其他措施项目 ",""," "," ",""," "," "," "]
["51","031302007001","","高层施工增加费"," ","项"," ",""," ","",""]
[" "," ","","分部小计 ",""," "," ",""," "," "," "]
[" "," ","","专业措施项目 ",""," "," ",""," "," "," "]
["52","031301001001","","吊装加固"," ","项"," ",""," ","",""]
["53","031301002001","","金属抱杆安装拆除、移位"," ","项"," ",""," ","",""]
["54","031301003001","","平台铺设、拆除"," ","项"," ",""," ","",""]
["55","031301004001","","顶升、提升装置"," ","项"," ",""," ","",""]
["56","031301005001","","大型设备专用机具"," ","项"," ",""," ","",""]
["57","031301006001","","焊接工艺评定"," ","项"," ",""," ","",""]
["58","031301007001","","胎（模）具制作、安装、拆除"," ","项"," ",""," ","",""]
["59","031301008001","","防护棚制作安装拆除"," ","项"," ",""," ","",""]
["60","031301009001","","特殊地区施工增加"," ","项"," ",""," ","",""]
["61","031301010001","","安装与生产同时进行施工增加"," ","项"," ",""," ","",""]
["62","031301011001","","在有害身体健康环境中施工增加"," ","项"," ",""," ","",""]
["63","031301012001","","工程系统检测、检验"," ","项"," ",""," ","",""]
["64","031301013001","","设备、管道施工的安全、防冻和焊接保护"," ","项"," ",""," ","",""]
["65","031301014001","","焦炉烘炉、热态工程"," ","项"," ",""," ","",""]
["66","031301015001","","管道安拆后的充气保护"," ","项"," ",""," ","",""]
["67","031301016001","","隧道内施工的通风、供水、供气、供电、照明及通讯设施"," ","项"," ",""," ","",""]
["68","031301017001","","脚手架搭拆"," ","项","1","","1693.11","1693.11",""]
["69","031301018001","","其他措施"," ","项"," ",""," ","",""]
[" "," ","","分部小计 ",""," "," ",""," ","1693.11"," "]
[" "," ","","分部小计 ",""," "," ",""," ","1693.11"," "]
["合　　计","","","","","","","","","262280.45",""]

{"sheet":"F.4 总价措施项目清单计价表(表-11)【综合实训楼1-~2","index":65,"n_rows":15,"n_cols":12,"rows_kept":15,"merged":[[0,0,0,11],[1,0,1,1],[1,2,1,5],[1,6,1,7],[1,8,1,11],[2,1,2,2],[2,3,2,4],[2,8,2,9],[3,1,3,2],[3,3,3,4],[3,8,3,9],[4,1,4,2],[4,3,4,4],[4,8,4,9],[5,1,5,2],[5,3,5,4],[5,8,5,9],[6,1,6,2],[6,3,6,4],[6,8,6,9],[7,1,7,2],[7,3,7,4],[7,8,7,9],[8,1,8,2],[8,3,8,4],[8,8,8,9],[9,1,9,2],[9,3,9,4],[9,8,9,9],[10,1,10,2],[10,3,10,4],[10,8,10,9],[11,1,11,2],[11,3,11,4],[11,8,11,9],[12,1,12,2],[12,3,12,4],[12,8,12,9],[13,1,13,2],[13,3,13,4],[13,8,13,9],[14,0,14,6],[14,8,14,9]],"flags":["formulas_cached_only"]}
["总价措施项目清单计价表","","","","","","","","","","",""]
["工程名称：","","凉山州科教园区暨医学类教育服务项目\\综合实训楼1-2#【1-2#综合实训楼-空调防排烟】","","","","标段：","","","","",""]
["序 号","项目编码","","项目名称","","计算基础","费率\r\n（%）","金额\r\n（元）","调整费率\r\n(%)","","调整后\r\n金额(元)","备注"]
["1","031302001001","","安全文明施工费",""," "," ","8236.99","","",""," "]
["1.1","①","","环境保护费","","分部分项工程及单价措施项目(定额人工费+定额机械费)","1.1","651.85","","",""," "]
["1.2","②","","文明施工费","","分部分项工程及单价措施项目(定额人工费+定额机械费)","2.5","1481.47","","",""," "]
["1.3","③","","安全施工费","","分部分项工程及单价措施项目(定额人工费+定额机械费)","3.9","2311.10","","",""," "]
["1.4","④","","临时设施费","","分部分项工程及单价措施项目(定额人工费+定额机械费)","6.4","3792.57","","",""," "]
["2","031302002001","","夜间施工增加费",""," "," ","284.44","","",""," "]
["3","031302003001","","非夜间施工增加",""," "," ","","","",""," "]
["4","031302004001","","二次搬运费",""," "," ","136.30","","",""," "]
["5","031302005001","","冬雨季施工增加费",""," "," ","213.33","","",""," "]
["6","031302006001","","已完工程及设备保护费",""," "," ","","","",""," "]
["7","031302008001","","工程定位复测费",""," "," ","53.33","","",""," "]
["合　　计","","","","","","","8924.39","-","","-","-"]

{"sheet":"H 规费、税金项目清单计价表(表-13)【综合实训楼1-2~2","index":66,"n_rows":7,"n_cols":6,"rows_kept":7,"merged":[[0,0,0,5],[1,1,1,2],[1,3,1,4],[6,0,6,4]],"flags":["formulas_cached_only"]}
["规费、税金项目计价表","","","","",""]
["工程名称：","凉山州科教园区暨医学类教育服务项目\\综合实训楼1-2#【1-2#综合实训楼-空调防排烟】","","标段：","",""]
["序号","项目名称","计算基础","计算基数","计算费率（％）","金额(元)"]
["1","规费","分部分项定额人工费+单价措施项目定额人工费","54333.04","8.36","4542.24"]
["2","销项增值税额","分部分项工程费+措施项目费+其他项目费+规费+按实计算费用+创优质工程奖补偿奖励费-按规定不计税的工程设备金额-除税甲供材料（设备）费","275747.08","9","24817.24"]
["3","附加税","分部分项工程费+措施项目费+其他项目费+规费+按实计算费用+创优质工程奖补偿奖励费-按规定不计税的工程设备金额-除税甲供材料（设备）费","275747.08","0.313","863.09"]
["合计","","","","","30222.57"]

{"sheet":"L.2 承包人提供主要材料和工程设备一览表(表-21)【综~5","index":67,"n_rows":51,"n_cols":10,"rows_kept":51,"merged":[[0,0,0,9],[1,1,1,4],[1,5,1,7],[1,8,1,9],[2,4,2,5],[3,4,3,5],[4,4,4,5],[5,4,5,5],[6,4,6,5],[7,4,7,5],[8,4,8,5],[9,4,9,5],[10,4,10,5],[11,4,11,5],[12,4,12,5],[13,4,13,5],[14,4,14,5],[15,4,15,5],[16,4,16,5],[17,4,17,5],[18,4,18,5],[19,4,19,5],[20,4,20,5],[21,4,21,5],[22,4,22,5],[23,4,23,5],[24,4,24,5],[25,4,25,5],[26,4,26,5],[27,4,27,5],[28,4,28,5],[29,4,29,5],[30,4,30,5],[31,4,31,5],[32,4,32,5],[33,4,33,5],[34,4,34,5],[35,4,35,5],[36,4,36,5],[37,4,37,5],[38,4,38,5],[39,4,39,5],[40,4,40,5],[41,4,41,5],[42,4,42,5],[43,4,43,5],[44,4,44,5],[45,4,45,5],[46,4,46,5],[47,4,47,5],[48,4,48,5],[49,4,49,5],[50,4,50,5]],"flags":["formulas_cached_only"]}
[" 承包人提供主要材料和工程设备一览表\r\n（适用造价信息差额调整法）","","","","","","","","",""]
["工程名称：","凉山州科教园区暨医学类教育服务项目\\综合实训楼1-2#【1-2#综合实训楼-空调防排烟】","","","","标段：","","","",""]
["序号","名称、规格、型号","单位","数量","风险系数(%)","","基准单价(元)","投标单价(元)","发承包人确认单价(元)","备注"]
["1","管道式换气扇P-150(带止回功能)","台","78"," ","","95.00","",""," "]
["2","单层格栅风口带风阀 500*300","个","2.02"," ","","128.70","",""," "]
["3","防雨百叶带过滤网 200*200","个","37.37"," ","","81.00","",""," "]
["4","防雨百叶带过滤网 400*300","个","2.02"," ","","104.40","",""," "]
["5","防雨百叶带过滤网 500*200","个","1.01"," ","","124.40","",""," "]
["6","高温排烟轴流风机31200（m3/h）","台","1"," ","","4500.00","",""," "]
["7","柜式离心风机12000（m3/h）","台","1"," ","","5310.00","",""," "]
["8","柜式离心风机6800（m3/h）","台","1"," ","","4950.00","",""," "]
["9","离心式管道风机1650（m3/h）","台","1"," ","","1620.00","",""," "]
["10","隔墙用百叶窗换气扇","台","2"," ","","95.00","",""," "]
["11","管道式换气扇P-800(带止回功能)","台","2"," ","","95.00","",""," "]
["12","280℃排烟防火阀 1000*250","个","1.01"," ","","257.40","",""," "]
["13","280℃排烟防火阀 1250*200","个","1.01"," ","","263.70","",""," "]
["14","280℃排烟防火阀 1250*400","个","1.01"," ","","324.90","",""," "]
["15","70℃防火阀 1200*500","个","1.01"," ","","342.00","",""," "]
["16","70℃防火阀 200*120","个","6.06"," ","","135.00","",""," "]
["17","70℃防火阀 320*160","个","2.02"," ","","157.50","",""," "]
["18","70℃防火阀 400*200","个","2.02"," ","","173.70","",""," "]
["19","70℃防火阀 500*200","个","2.02"," ","","183.60","",""," "]
["20","70℃防火阀 630*200","个","2.02"," ","","195.30","",""," "]
["21","70℃防火阀 1000*500","个","2.02"," ","","339.30","",""," "]
["22","单层格栅风口带风阀 600*400","个","3.03"," ","","150.30","",""," "]
["23","单层格栅风口带风阀 1500*1000","个","2.02"," ","","793.80","",""," "]
["24","排烟阀 1000*250","个","1.01"," ","","450.00","",""," "]
["25","排烟阀 1250*200","个","4.04"," ","","455.40","",""," "]
["26","止回风阀 500*200","个","2.02"," ","","180.00","",""," "]
["27","止回风阀 630*200","个","2.02"," ","","199.80","",""," "]
["28","单层格栅风口 1100*200","个","51.51"," ","","313.20","",""," "]
["29","防鼠防虫网 10*10","个","2.02"," ","","90.00","",""," "]
["30","防雨百叶带过滤网 400*200","个","1.01"," ","","104.40","",""," "]
["31","防雨百叶带过滤网 1100*200","个","2.02"," ","","197.10","",""," "]
["32","纳米光子净化装置 L=6000CMH","台","1"," ","","8100.00","",""," "]
["33","消声器 XZP100 L=1500mm,800*400","个","1"," ","","1663.20","",""," "]
["34","消声器 XZP100 L=1500mm,1000*500","个","1"," ","","2054.70","",""," "]
["35","铝皮保护层 δ=0.5mm","m2","26.71"," ","","31.50","",""," "]
["36","橡塑板","m3","0.302"," ","","720.00","",""," "]
["37","高温排烟轴流风机33600（m3/h）","台","1"," ","","4950.00","",""," "]
["38","管道式换气扇P-600(带止回功能)","台","24"," ","","95.00","",""," "]
["39","70℃防火阀 320*250","个","10.1"," ","","193.50","",""," "]
["40","防火玻璃","m2","70.942"," ","","245.00","",""," "]
["41","防雨百叶带过滤网 300*200","个","15.15"," ","","99.00","",""," "]
["42","防雨百叶带过滤网 800*200","个","1.01"," ","","172.80","",""," "]
["43","镀锌钢板 0.75mm","m2","227.315"," ","","29.27","",""," "]
["44","镀锌钢板 1.0mm","m2","104.843"," ","","37.37","",""," "]
["45","镀锌钢板 1.2mm","m2","318.423"," ","","44.84","",""," "]
["46","镀锌钢板 1.5mm","m2","11.608"," ","","56.07","",""," "]
["47","铝箔离心玻璃棉板","m3","27.511"," ","","720.00","",""," "]
["48","无石棉纤维增强硅酸盐板","m3","135.276"," ","","63.00","",""," "]

{"sheet":"E.3 单位工程招标控制价汇总表(表-04)【综合实训楼1~3","index":68,"n_rows":23,"n_cols":5,"rows_kept":23,"merged":[[0,0,0,4],[1,0,1,1],[2,1,2,2],[3,1,3,2],[4,1,4,2],[5,1,5,2],[6,1,6,2],[7,1,7,2],[8,1,8,2],[9,1,9,2],[10,1,10,2],[11,1,11,2],[12,1,12,2],[13,1,13,2],[14,1,14,2],[15,1,15,2],[16,1,16,2],[17,1,17,2],[18,1,18,2],[19,1,19,2],[20,1,20,2],[21,1,21,2],[22,0,22,2]],"flags":["formulas_cached_only"]}
["单位工程招标控制价汇总表","","","",""]
["工程名称：","","凉山州科教园区暨医学类教育服务项目\\综合实训楼1-3#【1-3#综合实训楼-消防电气】","标段：",""]
["序号","汇总内容","","金  额（元）","其中:暂估价(元)"]
["1","分部分项及单价措施项目","","124069.36","6950.00"]
[" ","火灾报警系统 ","","23658.54","6950.00"]
[" ","防火门监控系统 ","","10863.22"," "]
[" ","电气火灾监控系统 ","","6510.02"," "]
[" ","消防设备电源监控系统 ","","2873.94"," "]
[" ","集中控制应急照明系统 ","","79379.39"," "]
["2","总价措施项目","","6343.26","-"]
["2.1","其中：安全文明施工费","","5854.66","-"]
["3","其他项目",""," ","-"]
["3.1","其中：暂列金额",""," ","-"]
["3.2","其中：专业工程暂估价",""," ","-"]
["3.3","其中：计日工",""," ","-"]
["3.4","其中：总承包服务费",""," ","-"]
["4","规费","","3496.52","-"]
["5","创优质工程奖补偿奖励费",""," ","-"]
["6","税前不含税工程造价","","133909.14","-"]
["6.1","其中：除税甲供材料（设备）费",""," ","-"]
["7","销项增值税额","","12051.82","-"]
["8","附加税","","419.14","-"]
[" 招标控制价/投标报价总价合计=税前不含税工程造价+销项增值税额+附加税","","","146380.10","6950.00"]

{"sheet":"F.1.1 分部分项工程和单价措施项目清单与计价表(表-~10","index":69,"n_rows":74,"n_cols":11,"rows_kept":74,"merged":[[0,0,0,10],[1,0,1,1],[1,2,1,6],[1,7,1,8],[1,9,1,10],[2,0,4,0],[2,1,4,2],[2,3,4,3],[2,4,4,4],[2,5,4,5],[2,6,4,7],[2,8,2,10],[3,8,4,8],[3,9,4,9],[5,1,5,2],[5,3,5,4],[5,6,5,7],[6,1,6,2],[6,6,6,7],[7,1,7,2],[7,6,7,7],[8,1,8,2],[8,6,8,7],[9,1,9,2],[9,6,9,7],[10,1,10,2],[10,6,10,7],[11,1,11,2],[11,6,11,7],[12,1,12,2],[12,6,12,7],[13,1,13,2],[13,6,13,7],[14,1,14,2],[14,6,14,7],[15,1,15,2],[15,6,15,7],[16,1,16,2],[16,3,16,4],[16,6,16,7],[17,1,17,2],[17,3,17,4],[17,6,17,7],[18,1,18,2],[18,6,18,7],[19,1,19,2],[19,6,19,7],[20,1,20,2],[20,6,20,7],[21,1,21,2],[21,6,21,7],[22,1,22,2],[22,3,22,4],[22,6,22,7],[23,1,23,2],[23,3,23,4],[23,6,23,7],[24,1,24,2],[24,6,24,7],[25,1,25,2],[25,6,25,7],[26,1,26,2],[26,3,26,4],[26,6,26,7],[27,1,27,2],[27,3,27,4],[27,6,27,7],[28,1,28,2],[28,6,28,7],[29,1,29,2],[29,6,29,7],[30,1,30,2],[30,6,30,7],[31,1,31,2],[31,3,31,4],[31,6,31,7],[32,1,32,2],[32,3,32,4],[32,6,32,7],[33,1,33,2],[33,6,33,7],[34,1,34,2],[34,6,34,7],[35,1,35,2],[35,6,35,7],[36,1,36,2],[36,6,36,7],[37,1,37,2],[37,6,37,7],[38,1,38,2],[38,6,38,7],[39,1,39,2],[39,6,39,7],[40,1,40,2],[40,6,40,7],[41,1,41,2],[41,6,41,7],[42,1,42,2],[42,6,42,7],[43,1,43,2],[43,6,43,7],[44,1,44,2],[44,6,44,7],[45,1,45,2],[45,6,45,7],[46,1,46,2],[46,6,46,7],[47,1,47,2],[47,3,47,4],[47,6,47,7],[48,1,48,2],[48,3,48,4],[48,6,48,7],[49,1,49,2],[49,3,49,4],[49,6,49,7],[50,1,50,2],[50,6,50,7],[51,1,51,2],[51,3,51,4],[51,6,51,7],[52,1,52,2],[52,3,52,4],[52,6,52,7],[53,1,53,2],[53,6,53,7],[54,1,54,2],[54,6,54,7],[55,1,55,2],[55,6,55,7],[56,1,56,2],[56,6,56,7],[57,1,57,2],[57,6,57,7],[58,1,58,2],[58,6,58,7],[59,1,59,2],[59,6,59,7],[60,1,60,2],[60,6,60,7],[61,1,61,2],[61,6,61,7],[62,1,62,2],[62,6,62,7],[63,1,63,2],[63,6,63,7],[64,1,64,2],[64,6,64,7],[65,1,65,2],[65,6,65,7],[66,1,66,2],[66,6,66,7],[67,1,67,2],[67,6,67,7],[68,1,68,2],[68,6,68,7],[69,1,69,2],[69,6,69,7],[70,1,70,2],[70,6,70,7],[71,1,71,2],[71,3,71,4],[71,6,71,7],[72,1,72,2],[72,3,72,4],[72,6,72,7],[73,0,73,8]],"flags":["formulas_cached_only"]}
["分部分项工程和单价措施项目清单与计价表","","","","","","","","","",""]
["工程名称：","","凉山州科教园区暨医学类教育服务项目\\综合实训楼1-3#【1-3#综合实训楼-消防电气】","","","","","标段：","","",""]
["序号","项目编码","","项目名称","项目特征","计量\r\n单位","工程\r\n量","","金额（元）","",""]
["","","","","","","","","综合单价","合价","其   中"]
["","","","","","","","","","","暂估价"]
[" "," ","","火灾报警系统 ",""," "," ",""," "," "," "]
["1","030904003024","","消火栓按钮","1.名称：消火栓按钮 \r\n2.规格：详设计\r\n3.其他详设计及满足规范要求","个","45","","155.40","6993.00",""]
["2","030904001018","","感烟探测器（编码型）","1.名称：感烟探测器（编码型） \r\n2.规格：详设计 \r\n3.线制：详设计 \r\n4.类型：综合考虑\r\n5.其他详设计及满足规范要求","个","10","","73.44","734.40",""]
["3","030904001019","","感温探测器（编码型）","1.名称：感温探测器（编码型）\r\n2.规格：详设计 \r\n3.线制：详设计 \r\n4.类型：综合考虑\r\n5.其他详设计及满足规范要求","个","3","","72.85","218.55",""]
["4","030904009013","","气体灭火控制盘","1.名称：气体灭火控制盘\r\n2.线制：满足要求\r\n4.安装方式;综合 \r\n5.控制点数量：满足使用要求 \r\n6.显示器类型：满足使用要求\r\n7.接线端子压线,单体调试\r\n8.其他要求：满足相关标准图集、规范、设计及验收要求等","台","1","","6608.77","6608.77","6550.00"]
["5","030904005014","","气体灭火火灾声光警报器","1.名称：气体灭火火灾声光警报器\r\n2.规格：满足使用要求\r\n3.安装方式：综合\r\n4.接线端子压线,单体调试\r\n5.其他要求：满足相关标准图集、规范、设计及验收要求等","个","4","","229.23","916.92",""]
["6","030904005017","","气体灭火放气灯","1 名称:气体灭火放气灯\r\n2.规格：满足使用要求\r\n2 安装形式:综合\r\n4.接线端子压线,单体调试\r\n5.其他要求：满足相关标准图集、规范、设计及验收要求等","个","2","","199.23","398.46","190.00"]
["7","030904003018","","手动/自动切换开关","1.名称：手动/自动切换开关\r\n2.规格：满足使用要求\r\n3.安装方式;综合\r\n4.接线端子压线,单体调试\r\n5.其他要求：满足相关标准图集、规范、设计及验收要求等","个","2","","164.45","328.90","150.00"]
["8","030904003018","","紧急启动/停止按钮","1.名称：紧急启动/停止按钮\r\n2.规格：满足使用要求\r\n3.安装方式;综合\r\n4.接线端子压线,单体调试\r\n5.其他要求：满足相关标准图集、规范、设计及验收要求等","个","2","","118.25","236.50","60.00"]
["9","030411004058","","配线 WDZCN-RYJS-2*1.5mm2","1.名称：配线 \r\n2.配线形式：综合考虑 \r\n3.型号：WDZCN-RYJS \r\n4.规格：2*1.5mm2 \r\n5.材质：铜芯软线 \r\n6.配线部位：综合考虑 \r\n7.配线线制：详设计 \r\n8.钢索材质、规格：详设计\r\n9.其他详设计及满足规范要求","m","1168.49","","3.83","4475.32",""]
["10","030905003169","","防火控制装置调试(电梯)","1.名称:防火控制装置调试 \r\n2.类型:消防电梯调试\r\n3.满足验收规范要求，出具调试报告\r\n4.其他要求：满足相关标准图集、规范、设计及验收要求等","部","2","","1373.86","2747.72",""]
[" "," ","","分部小计 ",""," "," ",""," ","23658.54","6950.00"]
[" "," ","","防火门监控系统 ",""," "," ",""," "," "," "]
["11","030507009013","","消防防火门监控区域分机","1.名称:消防防火门监控区域分机\r\n2.类型:消防防火门监控\r\n3.规格：TFJ-2012\r\n4.安装方式：综合考虑\r\n5.其他：满足设计、规范、相关图集及招标文件要求","台","1","","1733.25","1733.25",""]
["12","030904008074","","防火门控制模块","1.名称：防火门控制模块\r\n2.规格：二总线通讯,无极性,监视常闭防火门状态 \r\n3.类型：详设计 \r\n4.输出形式：综合考虑\r\n5.其他详设计及满足规范要求","个","15","","338.14","5072.10",""]
["13","030507001075","","门磁开关","1.名称：门磁开关 \r\n2.类别：智能型,金属外壳,可直接接入防火门系统中,可用于单扇或双扇常闭防火门,占用一个地址,参考感应距离≤15mm。 \r\n3.探测范围：综合考虑 \r\n4.安装方式：综合考虑\r\n5.其他详设计及满足规范要求","套","21","","118.89","2496.69",""]
["14","030411004078","","配线 WDZN-RYS-2*1.5mm2","1.名称：配线 \r\n2.配线形式：综合考虑 \r\n3.型号：WDZN-RYS \r\n4.规格：2*1.5mm2 \r\n5.材质：铜芯软线 \r\n6.配线部位：综合考虑 \r\n7.配线线制：详设计 \r\n8.钢索材质、规格：详设计\r\n9.其他详设计及满足规范要求","m","407.62","","3.83","1561.18",""]
[" "," ","","分部小计 ",""," "," ",""," ","10863.22"," "]
[" "," ","","电气火灾监控系统 ",""," "," ",""," "," "," "]
["15","030503006082","","电气火灾监控模块","1.名称：电气火灾监控模块\r\n2.类别：详设计 \r\n3.功能：综合考虑 \r\n4.规格：详设计\r\n5.其他详设计及满足规范要求","台","12","","460.54","5526.48",""]
["16","030411004081","","配线 WDZN-RYS-2*1.5mm2","1.名称：配线 \r\n2.配线形式：综合考虑 \r\n3.型号：WDZN-RYSP\r\n4.规格：2*1.5mm2 \r\n5.材质：铜芯软线 \r\n6.配线部位：综合考虑 \r\n7.配线线制：详设计 \r\n8.钢索材质、规格：详设计\r\n9.其他详设计及满足规范要求","m","256.8","","3.83","983.54",""]
[" "," ","","分部小计 ",""," "," ",""," ","6510.02"," "]
[" "," ","","消防设备电源监控系统 ",""," "," ",""," "," "," "]
["17","030503006082","","消防设备电源监控模块","1.名称：消防设备电源监控模块 \r\n2.类别：详设计 \r\n3.功能：综合考虑 \r\n4.规格：详设计\r\n5.其他详设计及满足规范要求","台","1","","480.34","480.34",""]
["18","030411004084","","配线 WDZCN-RYSP-2*1.5mm2","1.名称：配线 \r\n2.配线形式：综合考虑 \r\n3.型号：WDZCN-RYSP\r\n4.规格：2*1.5mm2 \r\n5.材质：铜芯软线 \r\n6.配线部位：综合考虑 \r\n7.配线线制：详设计 \r\n8.钢索材质、规格：详设计\r\n9.其他详设计及满足规范要求","m","220","","5.76","1267.20",""]
["19","030411004085","","配线 WDZBN-BYJ-1.5mm2","1.名称：配线 \r\n2.配线形式：综合考虑 \r\n3.型号：WDZBN-BYJ\r\n4.规格：1.5mm2 \r\n5.材质：铜芯线 \r\n6.配线部位：综合考虑 \r\n7.配线线制：详设计 \r\n8.钢索材质、规格：详设计\r\n9.其他详设计及满足规范要求","m","440","","2.56","1126.40",""]
[" "," ","","分部小计 ",""," "," ",""," ","2873.94"," "]
[" "," ","","集中控制应急照明系统 ",""," "," ",""," "," "," "]
["20","030404017007","","A型应急照明集中电源 KW-D-0.6KVA","1.名称：A型应急照明集中电源\r\n2.规格、型号：KW-D-0.6KVA\r\n3.安装形式：挂墙安装\r\n4.不含端子板外部接线、压铜接线端子\r\n5.含支架、开孔，配线，盘柜防火，堵洞等成套配置","台","5","","2053.71","10268.55",""]
["21","030412004081","","集中电源集中控制型消防应急标志灯(单面单向) KW-BLJC-1LEⅡ0.3W-915A","1.名称：集中电源集中控制型消防应急标志灯(单面单向)  \r\n2.规格、型号：KW-BLJC-1LEⅡ0.3W-915A\r\n3.安装形式：嵌墙安装,底边距地面0.5m\r\n4.满足设计图纸及验收规范要求","套","39","","58.52","2282.28",""]
["22","030412004081","","集中电源集中控制型多信息复合标志灯(双面单向) KW-BLJC-2OEⅠ0.3W-919T2A","1.名称：集中电源集中控制型多信息复合标志灯(双面单向) \r\n2.规格、型号：KW-BLJC-2OEⅠ0.3W-919T2A\r\n3.安装形式：吊装,吊顶下0.1m\r\n4.满足设计图纸及验收规范要求","套","31","","59.43","1842.33",""]
["23","030412004081","","楼层显示标志灯","1.名称：楼层显示标志灯\r\n2.规格、型号：详设计\r\n3.安装形式：壁装,底边距地面2.5m\r\n4.满足设计图纸及验收规范要求","套","16","","74.88","1198.08",""]
["24","030412004080","","集中电源集中控制型安全出口标志灯 KW-BLJC-1OEⅡ0.3W-918AA","1.名称：集中电源集中控制型安全出口标志灯   \r\n2.规格、型号：KW-BLJC-1OEⅡ0.3W-918AA\r\n3.安装形式：挂墙安装,门楣上0.1m\r\n4.满足设计图纸及验收规范要求","套","5","","63.79","318.95",""]
["25","030412004080","","集中电源集中控制型疏散出口标志灯 KW-BLJC-1OEⅡ0.3W-918A","1.名称：集中电源集中控制型疏散出口标志灯   \r\n2.规格、型号：KW-BLJC-1OEⅡ0.3W-918A \r\n3.安装形式：挂墙安装,门楣上0.1m\r\n4.满足设计图纸及验收规范要求","套","15","","58.52","877.80",""]
["26","030412004080","","集中电源集中控制型消防应急照明灯 KW-ZFJC-E5W-835B,600lm","1.名称：集中电源集中控制型消防应急照明灯   \r\n2.规格、型号：KW-ZFJC-E5W-835B,600lm\r\n3.安装形式：吸顶安装 \r\n4.满足设计图纸及验收规范要求","套","133","","63.90","8498.70",""]
["27","030412004080","","集中电源集中控制型消防应急照明灯（室外型） KW-ZFJC-E5W-835B,600lm","1.名称：集中电源集中控制型消防应急照明灯（室外型） \r\n2.规格、型号：KW-ZFJC-E5W-835B,600lm\r\n3.安装形式：壁装,底边距地面2.5m/门楣上0.1m，在室外或地面上设置时,防护等级不低于IP67。\r\n4.满足设计图纸及验收规范要求","套","4","","67.42","269.68",""]
["28","030404032090","","无端子外部接线 ≤2.5mm2","1.名称：无端子外部接线 \r\n2.型号、规格：≤2.5mm2  \r\n3.满足设计图纸及验收规范要求","个","26","","8.32","216.32",""]
["29","030411001080","","明配管 JDG20","1.名称：配管 \r\n2.材质：紧定管 \r\n3.规格：JDG25  \r\n4.配置形式：明配 \r\n5.接地要求：详设计 \r\n6.壁厚：详设计\r\n7.其他：满足规范及设计要求","m","1000.27","","18.28","18284.94",""]
["30","030411004081","","配线 WDZCN-RYJS-2*2.5mm2","1.名称：配线 \r\n2.配线形式：综合考虑 \r\n3.型号：WDZCN-RYJS\r\n4.规格：2*2.5mm2\r\n5.材质：铜芯软线 \r\n6.配线部位：综合考虑 \r\n7.配线线制：详设计 \r\n8.钢索材质、规格：详设计\r\n9.其他详设计及满足规范要求","m","5084.5","","4.37","22219.27",""]
["31","030411004084","","配线 WDZCN-RYJSP-2*1.5mm2","1.名称：配线 \r\n2.配线形式：综合考虑 \r\n3.型号：WDZCN-RYJSP\r\n4.规格：2*1.5mm2 \r\n5.材质：铜芯软线 \r\n6.配线部位：综合考虑 \r\n7.配线线制：详设计 \r\n8.钢索材质、规格：详设计\r\n9.其他详设计及满足规范要求","m","235.8","","5.76","1358.21",""]
["32","030411006085","","钢质接线盒","1.名称：接线盒\n2.材质：钢质\n3.规格：86型\n4.安装形式：砖砼内暗敷设\n5.开关盒、插座盒、接线盒、转线盒综合考虑","个","45","","12.05","542.25",""]
["33","030411001089","","金属软管 DN20","1.名称：金属软管 \r\n2.材质：过塑金属 \r\n3.规格： DN20\r\n4.其他：满足施工规范、验收规范及设计要求","m","249.1","","44.97","11202.03",""]
[" "," ","","分部小计 ",""," "," ",""," ","79379.39"," "]
[" "," ","","单价措施项目清单 ",""," "," ",""," "," "," "]
[" "," ","","其他措施项目 ",""," "," ",""," "," "," "]
["34","031302007001","","高层施工增加费"," ","项"," ",""," ","",""]
[" "," ","","分部小计 ",""," "," ",""," "," "," "]
[" "," ","","专业措施项目 ",""," "," ",""," "," "," "]
["35","031301001001","","吊装加固"," ","项"," ",""," ","",""]
["36","031301002001","","金属抱杆安装拆除、移位"," ","项"," ",""," ","",""]
["37","031301003001","","平台铺设、拆除"," ","项"," ",""," ","",""]
["38","031301004001","","顶升、提升装置"," ","项"," ",""," ","",""]
["39","031301005001","","大型设备专用机具"," ","项"," ",""," ","",""]
["40","031301006001","","焊接工艺评定"," ","项"," ",""," ","",""]
["41","031301007001","","胎（模）具制作、安装、拆除"," ","项"," ",""," ","",""]
["42","031301008001","","防护棚制作安装拆除"," ","项"," ",""," ","",""]
["43","031301009001","","特殊地区施工增加"," ","项"," ",""," ","",""]
["44","031301010001","","安装与生产同时进行施工增加"," ","项"," ",""," ","",""]
["45","031301011001","","在有害身体健康环境中施工增加"," ","项"," ",""," ","",""]
["46","031301012001","","工程系统检测、检验"," ","项"," ",""," ","",""]
["47","031301013001","","设备、管道施工的安全、防冻和焊接保护"," ","项"," ",""," ","",""]
["48","031301014001","","焦炉烘炉、热态工程"," ","项"," ",""," ","",""]
["49","031301015001","","管道安拆后的充气保护"," ","项"," ",""," ","",""]
["50","031301016001","","隧道内施工的通风、供水、供气、供电、照明及通讯设施"," ","项"," ",""," ","",""]
["51","031301017001","","脚手架搭拆"," ","项","1","","784.25","784.25",""]
["52","031301018001","","其他措施"," ","项"," ",""," ","",""]
[" "," ","","分部小计 ",""," "," ",""," ","784.25"," "]
[" "," ","","分部小计 ",""," "," ",""," ","784.25"," "]
["合　　计","","","","","","","","","124069.36","6950"]

{"sheet":"F.4 总价措施项目清单计价表(表-11)【综合实训楼1-3~","index":70,"n_rows":15,"n_cols":12,"rows_kept":15,"merged":[[0,0,0,11],[1,0,1,1],[1,2,1,5],[1,6,1,7],[1,8,1,11],[2,1,2,2],[2,3,2,4],[2,8,2,9],[3,1,3,2],[3,3,3,4],[3,8,3,9],[4,1,4,2],[4,3,4,4],[4,8,4,9],[5,1,5,2],[5,3,5,4],[5,8,5,9],[6,1,6,2],[6,3,6,4],[6,8,6,9],[7,1,7,2],[7,3,7,4],[7,8,7,9],[8,1,8,2],[8,3,8,4],[8,8,8,9],[9,1,9,2],[9,3,9,4],[9,8,9,9],[10,1,10,2],[10,3,10,4],[10,8,10,9],[11,1,11,2],[11,3,11,4],[11,8,11,9],[12,1,12,2],[12,3,12,4],[12,8,12,9],[13,1,13,2],[13,3,13,4],[13,8,13,9],[14,0,14,6],[14,8,14,9]],"flags":["formulas_cached_only"]}
["总价措施项目清单计价表","","","","","","","","","","",""]
["工程名称：","","凉山州科教园区暨医学类教育服务项目\\综合实训楼1-3#【1-3#综合实训楼-消防电气】","","","","标段：","","","","",""]
["序 号","项目编码","","项目名称","","计算基础","费率\r\n（%）","金额\r\n（元）","调整费率\r\n(%)","","调整后\r\n金额(元)","备注"]
["1","031302001001","","安全文明施工费",""," "," ","5854.66","","",""," "]
["1.1","①","","环境保护费","","分部分项工程及单价措施项目(定额人工费+定额机械费)","1.1","463.32","","",""," "]
["1.2","②","","文明施工费","","分部分项工程及单价措施项目(定额人工费+定额机械费)","2.5","1053.00","","",""," "]
["1.3","③","","安全施工费","","分部分项工程及单价措施项目(定额人工费+定额机械费)","3.9","1642.67","","",""," "]
["1.4","④","","临时设施费","","分部分项工程及单价措施项目(定额人工费+定额机械费)","6.4","2695.67","","",""," "]
["2","031302002001","","夜间施工增加费",""," "," ","202.18","","",""," "]
["3","031302003001","","非夜间施工增加",""," "," ","","","",""," "]
["4","031302004001","","二次搬运费",""," "," ","96.88","","",""," "]
["5","031302005001","","冬雨季施工增加费",""," "," ","151.63","","",""," "]
["6","031302006001","","已完工程及设备保护费",""," "," ","","","",""," "]
["7","031302008001","","工程定位复测费",""," "," ","37.91","","",""," "]
["合　　计","","","","","","","6343.26","-","","-","-"]

{"sheet":"H 规费、税金项目清单计价表(表-13)【综合实训楼1-3#~","index":71,"n_rows":7,"n_cols":6,"rows_kept":7,"merged":[[0,0,0,5],[1,1,1,2],[1,3,1,4],[6,0,6,4]],"flags":["formulas_cached_only"]}
["规费、税金项目计价表","","","","",""]
["工程名称：","凉山州科教园区暨医学类教育服务项目\\综合实训楼1-3#【1-3#综合实训楼-消防电气】","","标段：","",""]
["序号","项目名称","计算基础","计算基数","计算费率（％）","金额(元)"]
["1","规费","分部分项定额人工费+单价措施项目定额人工费","41824.44","8.36","3496.52"]
["2","销项增值税额","分部分项工程费+措施项目费+其他项目费+规费+按实计算费用+创优质工程奖补偿奖励费-按规定不计税的工程设备金额-除税甲供材料（设备）费","133909.14","9","12051.82"]
["3","附加税","分部分项工程费+措施项目费+其他项目费+规费+按实计算费用+创优质工程奖补偿奖励费-按规定不计税的工程设备金额-除税甲供材料（设备）费","133909.14","0.313","419.14"]
["合计","","","","","15967.48"]

{"sheet":"L.2 承包人提供主要材料和工程设备一览表(表-21)【综~6","index":72,"n_rows":34,"n_cols":10,"rows_kept":34,"merged":[[0,0,0,9],[1,1,1,4],[1,5,1,7],[1,8,1,9],[2,4,2,5],[3,4,3,5],[4,4,4,5],[5,4,5,5],[6,4,6,5],[7,4,7,5],[8,4,8,5],[9,4,9,5],[10,4,10,5],[11,4,11,5],[12,4,12,5],[13,4,13,5],[14,4,14,5],[15,4,15,5],[16,4,16,5],[17,4,17,5],[18,4,18,5],[19,4,19,5],[20,4,20,5],[21,4,21,5],[22,4,22,5],[23,4,23,5],[24,4,24,5],[25,4,25,5],[26,4,26,5],[27,4,27,5],[28,4,28,5],[29,4,29,5],[30,4,30,5],[31,4,31,5],[32,4,32,5],[33,4,33,5]],"flags":["formulas_cached_only"]}
[" 承包人提供主要材料和工程设备一览表\r\n（适用造价信息差额调整法）","","","","","","","","",""]
["工程名称：","凉山州科教园区暨医学类教育服务项目\\综合实训楼1-3#【1-3#综合实训楼-消防电气】","","","","标段：","","","",""]
["序号","名称、规格、型号","单位","数量","风险系数(%)","","基准单价(元)","投标单价(元)","发承包人确认单价(元)","备注"]
["1","消火栓按钮","个","45"," ","","22.82","",""," "]
["2","消防防火门监控区域分机","台","1"," ","","945.00","",""," "]
["3","防火门控制模块","个","15"," ","","45.00","",""," "]
["4","门磁开关","套","21"," ","","90.00","",""," "]
["5","电气火灾监控模块","台","12"," ","","167.40","",""," "]
["6","配线 WDZN-RYS-2*1.5mm2","m","717.574"," ","","2.37","",""," "]
["7","消防设备电源监控模块","台","1"," ","","187.20","",""," "]
["8","配线 WDZCN-RYSP-2*1.5mm2","m","237.6"," ","","4.16","",""," "]
["9","配线 WDZBN-BYJ-1.5mm2","m","510.4"," ","","1.15","",""," "]
["10","集中电源集中控制型消防应急标志灯(单面单向) KW-BLJC-1LEⅡ0.3W-915A","套","39.39"," ","","27.00","",""," "]
["11","集中电源集中控制型多信息复合标志灯(双面单向) KW-BLJC-2OEⅠ0.3W-919T2A","套","31.31"," ","","27.90","",""," "]
["12","楼层显示标志灯","套","16.16"," ","","43.20","",""," "]
["13","集中电源集中控制型安全出口标志灯 KW-BLJC-1OEⅡ0.3W-918AA","套","5.05"," ","","32.22","",""," "]
["14","集中电源集中控制型疏散出口标志灯 KW-BLJC-1OEⅡ0.3W-918A","套","15.15"," ","","27.00","",""," "]
["15","集中电源集中控制型消防应急照明灯 KW-ZFJC-E5W-835B,600lm","套","134.33"," ","","32.40","",""," "]
["16","集中电源集中控制型消防应急照明灯（室外型） KW-ZFJC-E5W-835B,600lm","套","4.04"," ","","32.40","",""," "]
["17","无端子外部接线 ≤2.5mm2","个","26"," ","","4.50","",""," "]
["18","配线 WDZCN-RYJS-2*2.5mm2","m","5491.26"," ","","2.73","",""," "]
["19","配线 WDZCN-RYJSP-2*1.5mm2","m","254.664"," ","","4.16","",""," "]
["20","钢质接线盒","个","45.9"," ","","1.68","",""," "]
["21","金属软管 DN20","m","256.573"," ","","2.45","",""," "]
["22","配线 WDZCN-RYJS-2*1.5mm2","m","1261.969"," ","","2.37","",""," "]
["23","A型应急照明集中电源 KW-D-0.6KVA","台","5"," ","","1260.00","",""," "]
["24","紧定管 JDG20","m","1030.278"," ","","3.76","",""," "]
["25","感烟探测器（编码型）","个","10"," ","","23.36","",""," "]
["26","感温探测器（编码型）","个","3"," ","","22.77","",""," "]
["27","气体灭火控制盘","台","1"," ","","6550.00","",""," "]
["28","火灾声光警报器（气体灭火)","只","4"," ","","125.00","",""," "]
["29","气体灭火放气灯","只","2"," ","","95.00","",""," "]
["30","手动/自动切换开关","只","2"," ","","75.00","",""," "]
["31","紧急启动/停止按钮","只","2"," ","","30.00","",""," "]

{"sheet":"E.3 单位工程招标控制价汇总表(表-04)【综合实训楼1~4","index":73,"n_rows":20,"n_cols":5,"rows_kept":20,"merged":[[0,0,0,4],[1,0,1,1],[2,1,2,2],[3,1,3,2],[4,1,4,2],[5,1,5,2],[6,1,6,2],[7,1,7,2],[8,1,8,2],[9,1,9,2],[10,1,10,2],[11,1,11,2],[12,1,12,2],[13,1,13,2],[14,1,14,2],[15,1,15,2],[16,1,16,2],[17,1,17,2],[18,1,18,2],[19,0,19,2]],"flags":["formulas_cached_only"]}
["单位工程招标控制价汇总表","","","",""]
["工程名称：","","凉山州科教园区暨医学类教育服务项目\\综合实训楼1-3#【1-3#综合实训楼－消防水】","标段：",""]
["序号","汇总内容","","金  额（元）","其中:暂估价(元)"]
["1","分部分项及单价措施项目","","212851.82"," "]
[" ","0309 消火栓系统 ","","154354.82"," "]
[" ","气体灭火系统","","56316.86"," "]
["2","总价措施项目","","8506.38","-"]
["2.1","其中：安全文明施工费","","7851.18","-"]
["3","其他项目",""," ","-"]
["3.1","其中：暂列金额",""," ","-"]
["3.2","其中：专业工程暂估价",""," ","-"]
["3.3","其中：计日工",""," ","-"]
["3.4","其中：总承包服务费",""," ","-"]
["4","规费","","4520.10","-"]
["5","创优质工程奖补偿奖励费",""," ","-"]
["6","税前不含税工程造价","","225878.30","-"]
["6.1","其中：除税甲供材料（设备）费",""," ","-"]
["7","销项增值税额","","20329.05","-"]
["8","附加税","","707.00","-"]
[" 招标控制价/投标报价总价合计=税前不含税工程造价+销项增值税额+附加税","","","246914.35"," "]

{"sheet":"F.1.1 分部分项工程和单价措施项目清单与计价表(表-~11","index":74,"n_rows":56,"n_cols":11,"rows_kept":56,"merged":[[0,0,0,10],[1,0,1,1],[1,2,1,6],[1,7,1,8],[1,9,1,10],[2,0,4,0],[2,1,4,2],[2,3,4,3],[2,4,4,4],[2,5,4,5],[2,6,4,7],[2,8,2,10],[3,8,4,8],[3,9,4,9],[5,1,5,2],[5,3,5,4],[5,6,5,7],[6,1,6,2],[6,6,6,7],[7,1,7,2],[7,6,7,7],[8,1,8,2],[8,6,8,7],[9,1,9,2],[9,6,9,7],[10,1,10,2],[10,6,10,7],[11,1,11,2],[11,6,11,7],[12,1,12,2],[12,6,12,7],[13,1,13,2],[13,6,13,7],[14,1,14,2],[14,6,14,7],[15,1,15,2],[15,6,15,7],[16,1,16,2],[16,6,16,7],[17,1,17,2],[17,6,17,7],[18,1,18,2],[18,6,18,7],[19,1,19,2],[19,6,19,7],[20,1,20,2],[20,6,20,7],[21,1,21,2],[21,6,21,7],[22,1,22,2],[22,6,22,7],[23,1,23,2],[23,6,23,7],[24,1,24,2],[24,3,24,4],[24,6,24,7],[25,1,25,2],[25,3,25,4],[25,6,25,7],[26,1,26,2],[26,6,26,7],[27,1,27,2],[27,6,27,7],[28,1,28,2],[28,6,28,7],[29,1,29,2],[29,3,29,4],[29,6,29,7],[30,1,30,2],[30,3,30,4],[30,6,30,7],[31,1,31,2],[31,3,31,4],[31,6,31,7],[32,1,32,2],[32,6,32,7],[33,1,33,2],[33,3,33,4],[33,6,33,7],[34,1,34,2],[34,3,34,4],[34,6,34,7],[35,1,35,2],[35,6,35,7],[36,1,36,2],[36,6,36,7],[37,1,37,2],[37,6,37,7],[38,1,38,2],[38,6,38,7],[39,1,39,2],[39,6,39,7],[40,1,40,2],[40,6,40,7],[41,1,41,2],[41,6,41,7],[42,1,42,2],[42,6,42,7],[43,1,43,2],[43,6,43,7],[44,1,44,2],[44,6,44,7],[45,1,45,2],[45,6,45,7],[46,1,46,2],[46,6,46,7],[47,1,47,2],[47,6,47,7],[48,1,48,2],[48,6,48,7],[49,1,49,2],[49,6,49,7],[50,1,50,2],[50,6,50,7],[51,1,51,2],[51,6,51,7],[52,1,52,2],[52,6,52,7],[53,1,53,2],[53,3,53,4],[53,6,53,7],[54,1,54,2],[54,3,54,4],[54,6,54,7],[55,0,55,8]],"flags":["formulas_cached_only"]}
["分部分项工程和单价措施项目清单与计价表","","","","","","","","","",""]
["工程名称：","","凉山州科教园区暨医学类教育服务项目\\综合实训楼1-3#【1-3#综合实训楼－消防水】","","","","","标段：","","",""]
["序号","项目编码","","项目名称","项目特征","计量\r\n单位","工程\r\n量","","金额（元）","",""]
["","","","","","","","","综合单价","合价","其   中"]
["","","","","","","","","","","暂估价"]
[" "," ","","0309 消火栓系统 ",""," "," ",""," "," "," "]
["1","030901002001","","内外壁热浸镀锌加厚钢管 DN65","1.安装部位：室内 \r\n2.材质：内外壁热浸镀锌加厚钢管\r\n3.型号、规格：DN65mm\r\n4.连接形式：卡箍连接\r\n5.含直管、管件费等\r\n6.按规范要求对管道进行吹扫、冲洗、水压试验等\r\n7.其它：满足设计及规范要求","m","73.96","","91.04","6733.32",""]
["2","030901002002","","内外壁热浸镀锌加厚钢管 DN100","1.安装部位：室内\r\n2.材质：内外壁热浸镀锌加厚钢管\r\n3.型号、规格：DN100mm\r\n4.连接形式：卡箍连接\r\n5.含直管、管件费等\r\n6.按规范要求对管道进行吹扫、冲洗、水压试验等\r\n7.其它：满足设计及规范要求","m","121.5","","123.49","15004.04",""]
["3","030901002001","","内外壁热浸镀锌钢管 DN65","1.安装部位：室内 \r\n2.材质：内外壁热浸镀锌加厚钢管\r\n3.型号、规格：DN65mm\r\n4.连接形式：卡箍连接\r\n5.含直管、管件费等\r\n6.按规范要求对管道进行吹扫、冲洗、水压试验等\r\n7.其它：满足设计及规范要求","m","11.76","","78.05","917.87",""]
["4","030901002002","","内外壁热浸镀锌钢管 DN100","1.安装部位：室内\r\n2.材质：内外壁热浸镀锌加厚钢管\r\n3.型号、规格：DN100mm\r\n4.连接形式：卡箍连接\r\n5.含直管、管件费等\r\n6.按规范要求对管道进行吹扫、冲洗、水压试验等\r\n7.其它：满足设计及规范要求","m","375.86","","111.23","41806.91",""]
["5","031201001003","","管道刷油","1.名称：管道刷油\r\n2.标志色方式、品种：消火栓管刷樟丹二道,红色调和漆二道;自动喷水管刷樟丹二道,红色黄环调和漆二道。\r\n3.满足设计图纸及验收规范要求","m2","184.97","","7.91","1463.11",""]
["6","030807003004","","带锁定装置的双向型蝶阀 DN65","1.名称：带锁定装置的双向型蝶阀\r\n2.材质：详设计\r\n3.型号、规格：DN65mm \r\n4.连接形式：法兰连接\r\n5.其他：满足设计及规范要求","个","2","","211.38","422.76",""]
["7","030807003005","","带锁定装置的双向型蝶阀 DN100","1.名称：带锁定装置的双向型蝶阀\r\n2.材质：详设计\r\n3.型号、规格：DN100mm \r\n4.连接形式：法兰连接\r\n5.其他：满足设计及规范要求","个","27","","356.73","9631.71",""]
["8","031003003021","","旋启式止回阀 DN100","1.类型：旋启式止回阀 \r\n2.材质：球墨铸铁阀体 \r\n3.规格、压力等级：DN100 \r\n4.连接形式：法兰连接 \r\n5.焊接方法：详设计\r\n6.含沟槽法兰等综合考虑\r\n7.其他详设计及满足规范要求","个","1","","1077.19","1077.19",""]
["9","031003003021","","安全泄压阀 DN100","1.类型：安全泄压阀\r\n2.材质：铸钢 \r\n3.规格、压力等级：DN100 \r\n4.连接形式：法兰连接 \r\n5.焊接方法：详设计\r\n6.含沟槽法兰等综合考虑\r\n7.其他详设计及满足规范要求","个","1","","907.99","907.99",""]
["10","030601002026","","压力表","1.名称：压力表 \r\n2.型号：详设计 \r\n3.规格：详设计\r\n4.压力表弯材质、规格：详设计 \r\n5.挠性管材质、规格：详设计  \r\n6.支架形式、材质：详设计  \r\n7.调试要求：详设计  \r\n8.脱脂要求：详设计 \r\n9.其他详设计及满足规范要求","台","1","","66.05","66.05",""]
["11","030901010007","","甲型单栓带灭火器箱组合式消防柜","1.名称：甲型单栓带灭火器箱组合式消防柜\r\n2.安装部位：室内 \r\n3.型号、规格：详设计\r\n4.内配减压稳压消火栓SNW65-Ⅲ、衬胶水龙带25m一条,直流水枪19mm一支.报警按钮和指示灯各1个\r\n5.消火栓按钮另列清单项\r\n6.其他：满足设计及规范要求","套","46","","835.25","38421.50",""]
["12","030901010008","","试验消火栓箱","1.名称：试验消火栓箱\r\n2.安装部位：室内 \r\n3.型号、规格：详设计\r\n4.附件配置：消火栓柜1800×700×180。箱内配SN65或SNW65一个;DN65、L25m衬胶水带一条;φ19mm水枪一支;带消防软管卷盘,软管长度30米\r\n5.消火栓按钮另列清单项\r\n6.其他：满足设计及规范要求","套","1","","187.82","187.82",""]
["13","030901013009","","手提式磷酸铵盐干粉灭火器  MF/ABC4","1.名称：磷酸铵盐干粉灭火器\r\n2.形式：手提式\r\n3.规格、型号：MF/ABC4\r\n4.其它：满足施工图设计要求及施工验收规范要求","具","150","","52.59","7888.50",""]
["14","030901013009","","灭火器放置箱","1.名称：灭火器放置箱\r\n2.形式：挂墙\r\n3.规格、型号：详设计\r\n4.其它：满足施工图设计要求及施工验收规范要求","个","46","","61.16","2813.36",""]
["15","030703022010","","自动排气阀  DN25","1.类型：自动排气阀\r\n2.材质：碳钢\r\n3.型号、规格：WP DN20mm\r\n4.含截止阀\r\n5.其他：满足设计及规范要求","个","1","","57.44","57.44",""]
["16","030815001015","","管道支架制作安装","1.名称：管道支架及套管\r\n2.材质：型钢（综合）\r\n3.支架除锈后刷樟丹二道，灰色调和漆两道\r\n4.其它：满足设计及规范要求","kg","637.19","","17.69","11271.89",""]
["17","030905002016","","消火栓灭火系统调试","1.系统形式：消火栓灭火系统调试\r\n2.其它：满足施工图设计要求及施工验收规范要求","点","46","","294.56","13549.76",""]
["18","031001007084","","钢丝网骨架复合给水管 DN100","1.安装部位：室外\r\n2.介质：冷水\r\n3.规格、压力等级：DN100 1.6MPa\r\n4.连接方式：综合考虑\r\n5.包含配套管件及附件\r\n6.含水压试验、管道冲洗等综合考虑\r\n7.其他要求：满足相关标准图集、规范、设计及验收要求等","m","21","","101.60","2133.60",""]
[" "," ","","分部小计 ",""," "," ",""," ","154354.82"," "]
[" "," ","","气体灭火系统 ",""," "," ",""," "," "," "]
["19","030703001089","","泄压装置 0.25m2","1.名称：自动泄压阀  \n2.型号：WLZX-025\n3.满足设计图纸及验收规范要求","个","1","","928.58","928.58",""]
["20","030903009091","","柜式七氟丙烷气体灭火装置 GQQ150/2.5-PAVLN","1.名称：柜式七氟丙烷气体灭火装置 \r\n2.规格、型号：GQQ150/2.5-PAVLN\r\n3.安装内容：安装\r\n4.其它说明：含七氟丙烷自动灭火装置，溶剂\r\n5.满足设计图纸及验收规范要求","套","4","","11881.04","47524.16",""]
["21","030905004092","","气体灭火系统装置调试","1.名称：气体灭火系统装置调试\n2.试验容器规格：充装量276kg\n3.含气体试喷\n4.满足设计图纸及验收规范要求","个","4","","1966.03","7864.12",""]
[" "," ","","分部小计 ",""," "," ",""," ","56316.86"," "]
[" "," ","","单价措施项目清单 ",""," "," ",""," "," "," "]
[" "," ","","其他措施项目 ",""," "," ",""," "," "," "]
["22","031302007001","","高层施工增加费"," ","项"," ",""," ","",""]
[" "," ","","分部小计 ",""," "," ",""," "," "," "]
[" "," ","","专业措施项目 ",""," "," ",""," "," "," "]
["23","031301001001","","吊装加固"," ","项"," ",""," ","",""]
["24","031301002001","","金属抱杆安装拆除、移位"," ","项"," ",""," ","",""]
["25","031301003001","","平台铺设、拆除"," ","项"," ",""," ","",""]
["26","031301004001","","顶升、提升装置"," ","项"," ",""," ","",""]
["27","031301005001","","大型设备专用机具"," ","项"," ",""," ","",""]
["28","031301006001","","焊接工艺评定"," ","项"," ",""," ","",""]
["29","031301007001","","胎（模）具制作、安装、拆除"," ","项"," ",""," ","",""]
["30","031301008001","","防护棚制作安装拆除"," ","项"," ",""," ","",""]
["31","031301009001","","特殊地区施工增加"," ","项"," ",""," ","",""]
["32","031301010001","","安装与生产同时进行施工增加"," ","项"," ",""," ","",""]
["33","031301011001","","在有害身体健康环境中施工增加"," ","项"," ",""," ","",""]
["34","031301012001","","工程系统检测、检验"," ","项"," ",""," ","",""]
["35","031301013001","","设备、管道施工的安全、防冻和焊接保护"," ","项"," ",""," ","",""]
["36","031301014001","","焦炉烘炉、热态工程"," ","项"," ",""," ","",""]
["37","031301015001","","管道安拆后的充气保护"," ","项"," ",""," ","",""]
["38","031301016001","","隧道内施工的通风、供水、供气、供电、照明及通讯设施"," ","项"," ",""," ","",""]
["39","031301017001","","脚手架搭拆"," ","项","1","","2180.14","2180.14",""]
["40","031301018001","","其他措施"," ","项"," ",""," ","",""]
[" "," ","","分部小计 ",""," "," ",""," ","2180.14"," "]
[" "," ","","分部小计 ",""," "," ",""," ","2180.14"," "]
["合　　计","","","","","","","","","212851.82",""]

{"sheet":"F.4 总价措施项目清单计价表(表-11)【综合实训楼1-~3","index":75,"n_rows":15,"n_cols":12,"rows_kept":15,"merged":[[0,0,0,11],[1,0,1,1],[1,2,1,5],[1,6,1,7],[1,8,1,11],[2,1,2,2],[2,3,2,4],[2,8,2,9],[3,1,3,2],[3,3,3,4],[3,8,3,9],[4,1,4,2],[4,3,4,4],[4,8,4,9],[5,1,5,2],[5,3,5,4],[5,8,5,9],[6,1,6,2],[6,3,6,4],[6,8,6,9],[7,1,7,2],[7,3,7,4],[7,8,7,9],[8,1,8,2],[8,3,8,4],[8,8,8,9],[9,1,9,2],[9,3,9,4],[9,8,9,9],[10,1,10,2],[10,3,10,4],[10,8,10,9],[11,1,11,2],[11,3,11,4],[11,8,11,9],[12,1,12,2],[12,3,12,4],[12,8,12,9],[13,1,13,2],[13,3,13,4],[13,8,13,9],[14,0,14,6],[14,8,14,9]],"flags":["formulas_cached_only"]}
["总价措施项目清单计价表","","","","","","","","","","",""]
["工程名称：","","凉山州科教园区暨医学类教育服务项目\\综合实训楼1-3#【1-3#综合实训楼－消防水】","","","","标段：","","","","",""]
["序 号","项目编码","","项目名称","","计算基础","费率\r\n（%）","金额\r\n（元）","调整费率\r\n(%)","","调整后\r\n金额(元)","备注"]
["1","031302001001","","安全文明施工费",""," "," ","7851.18","","",""," "]
["1.1","①","","环境保护费","","分部分项工程及单价措施项目(定额人工费+定额机械费)","1.1","621.32","","",""," "]
["1.2","②","","文明施工费","","分部分项工程及单价措施项目(定额人工费+定额机械费)","2.5","1412.08","","",""," "]
["1.3","③","","安全施工费","","分部分项工程及单价措施项目(定额人工费+定额机械费)","3.9","2202.85","","",""," "]
["1.4","④","","临时设施费","","分部分项工程及单价措施项目(定额人工费+定额机械费)","6.4","3614.93","","",""," "]
["2","031302002001","","夜间施工增加费",""," "," ","271.12","","",""," "]
["3","031302003001","","非夜间施工增加",""," "," ","","","",""," "]
["4","031302004001","","二次搬运费",""," "," ","129.91","","",""," "]
["5","031302005001","","冬雨季施工增加费",""," "," ","203.34","","",""," "]
["6","031302006001","","已完工程及设备保护费",""," "," ","","","",""," "]
["7","031302008001","","工程定位复测费",""," "," ","50.83","","",""," "]
["合　　计","","","","","","","8506.38","-","","-","-"]

{"sheet":"H 规费、税金项目清单计价表(表-13)【综合实训楼1-3~1","index":76,"n_rows":7,"n_cols":6,"rows_kept":7,"merged":[[0,0,0,5],[1,1,1,2],[1,3,1,4],[6,0,6,4]],"flags":["formulas_cached_only"]}
["规费、税金项目计价表","","","","",""]
["工程名称：","凉山州科教园区暨医学类教育服务项目\\综合实训楼1-3#【1-3#综合实训楼－消防水】","","标段：","",""]
["序号","项目名称","计算基础","计算基数","计算费率（％）","金额(元)"]
["1","规费","分部分项定额人工费+单价措施项目定额人工费","54068.18","8.36","4520.10"]
["2","销项增值税额","分部分项工程费+措施项目费+其他项目费+规费+按实计算费用+创优质工程奖补偿奖励费-按规定不计税的工程设备金额-除税甲供材料（设备）费","225878.30","9","20329.05"]
["3","附加税","分部分项工程费+措施项目费+其他项目费+规费+按实计算费用+创优质工程奖补偿奖励费-按规定不计税的工程设备金额-除税甲供材料（设备）费","225878.30","0.313","707.00"]
["合计","","","","","25556.15"]

{"sheet":"L.2 承包人提供主要材料和工程设备一览表(表-21)【综~7","index":77,"n_rows":30,"n_cols":10,"rows_kept":30,"merged":[[0,0,0,9],[1,1,1,4],[1,5,1,7],[1,8,1,9],[2,4,2,5],[3,4,3,5],[4,4,4,5],[5,4,5,5],[6,4,6,5],[7,4,7,5],[8,4,8,5],[9,4,9,5],[10,4,10,5],[11,4,11,5],[12,4,12,5],[13,4,13,5],[14,4,14,5],[15,4,15,5],[16,4,16,5],[17,4,17,5],[18,4,18,5],[19,4,19,5],[20,4,20,5],[21,4,21,5],[22,4,22,5],[23,4,23,5],[24,4,24,5],[25,4,25,5],[26,4,26,5],[27,4,27,5],[28,4,28,5],[29,4,29,5]],"flags":["formulas_cached_only"]}
[" 承包人提供主要材料和工程设备一览表\r\n（适用造价信息差额调整法）","","","","","","","","",""]
["工程名称：","凉山州科教园区暨医学类教育服务项目\\综合实训楼1-3#【1-3#综合实训楼－消防水】","","","","标段：","","","",""]
["序号","名称、规格、型号","单位","数量","风险系数(%)","","基准单价(元)","投标单价(元)","发承包人确认单价(元)","备注"]
["1","沟槽直接头 （含胶圈）DN65","套","14.289"," ","","10.87","",""," "]
["2","消火栓沟槽管件DN65","个","31.698"," ","","15.39","",""," "]
["3","沟槽直接头 （含胶圈）DN100","套","81.852"," ","","17.98","",""," "]
["4","消火栓沟槽管件DN100","个","111.796"," ","","24.64","",""," "]
["5","碳钢平焊法兰DN100","片","62"," ","","27.14","",""," "]
["6","压力表","台","1"," ","","18.00","",""," "]
["7","泄压装置 0.25m2","个","1"," ","","500.00","",""," "]
["8","镀锌加厚钢管DN65","m","75.069"," ","","37.81","",""," "]
["9","镀锌加厚钢管DN100","m","116.877"," ","","60.94","",""," "]
["10","内外壁热浸镀锌钢管 DN65","m","11.936"," ","","35.614","",""," "]
["11","内外壁热浸镀锌钢管 DN100","m","381.498"," ","","58.31","",""," "]
["12","酚醛调和漆 各色","kg","36.624"," ","","11.15","",""," "]
["13","带锁定装置的双向型蝶阀 DN65","个","2"," ","","39.60","",""," "]
["14","碳钢平焊法兰DN65","片","4"," ","","19.09","",""," "]
["15","带锁定装置的双向型蝶阀 DN100","个","29"," ","","58.50","",""," "]
["16","甲型单栓带灭火器箱组合式消防柜","套","46"," ","","668.70","",""," "]
["17","试验消火栓DN65","套","1.01"," ","","67.50","",""," "]
["18","灭火器MF/ABC4","具","150"," ","","45.00","",""," "]
["19","灭火器放置箱","个","46"," ","","27.00","",""," "]
["20","旋启式止回阀 DN100","个","1"," ","","781.20","",""," "]
["21","安全泄压阀DN100","个","1"," ","","612.00","",""," "]
["22","自动排气阀DN25","个","1"," ","","22.50","",""," "]
["23","型钢","kg","669.06"," ","","4.50","",""," "]
["24","醇酸防锈漆 C53-1","kg","7.392"," ","","11.00","",""," "]
["25","钢丝网骨架复核管DN100","m","21.315"," ","","67.32","",""," "]
["26","给水室外钢骨架塑料复合管电熔管件DN100","个","5.733"," ","","57.64","",""," "]
["27","柜式七氟丙烷气体灭火装置 GQQ150/2.5-PAVLN","套","4"," ","","10603.80","",""," "]

{"sheet":"E.3 单位工程招标控制价汇总表(表-04)【综合实训楼1~5","index":78,"n_rows":19,"n_cols":5,"rows_kept":19,"merged":[[0,0,0,4],[1,0,1,1],[2,1,2,2],[3,1,3,2],[4,1,4,2],[5,1,5,2],[6,1,6,2],[7,1,7,2],[8,1,8,2],[9,1,9,2],[10,1,10,2],[11,1,11,2],[12,1,12,2],[13,1,13,2],[14,1,14,2],[15,1,15,2],[16,1,16,2],[17,1,17,2],[18,0,18,2]],"flags":["formulas_cached_only"]}
["单位工程招标控制价汇总表","","","",""]
["工程名称：","","凉山州科教园区暨医学类教育服务项目\\综合实训楼1-3#【1-3#综合实训楼-空调防排烟】","标段：",""]
["序号","汇总内容","","金  额（元）","其中:暂估价(元)"]
["1","分部分项及单价措施项目","","163288.76"," "]
[" ","0307 通风及防排烟系统 ","","162230.13"," "]
["2","总价措施项目","","5791.95","-"]
["2.1","其中：安全文明施工费","","5345.83","-"]
["3","其他项目",""," ","-"]
["3.1","其中：暂列金额",""," ","-"]
["3.2","其中：专业工程暂估价",""," ","-"]
["3.3","其中：计日工",""," ","-"]
["3.4","其中：总承包服务费",""," ","-"]
["4","规费","","2938.43","-"]
["5","创优质工程奖补偿奖励费",""," ","-"]
["6","税前不含税工程造价","","172019.14","-"]
["6.1","其中：除税甲供材料（设备）费",""," ","-"]
["7","销项增值税额","","15481.72","-"]
["8","附加税","","538.42","-"]
[" 招标控制价/投标报价总价合计=税前不含税工程造价+销项增值税额+附加税","","","188039.28"," "]

{"sheet":"F.1.1 分部分项工程和单价措施项目清单与计价表(表-~12","index":79,"n_rows":65,"n_cols":11,"rows_kept":65,"merged":[[0,0,0,10],[1,0,1,1],[1,2,1,6],[1,7,1,8],[1,9,1,10],[2,0,4,0],[2,1,4,2],[2,3,4,3],[2,4,4,4],[2,5,4,5],[2,6,4,7],[2,8,2,10],[3,8,4,8],[3,9,4,9],[5,1,5,2],[5,3,5,4],[5,6,5,7],[6,1,6,2],[6,6,6,7],[7,1,7,2],[7,6,7,7],[8,1,8,2],[8,6,8,7],[9,1,9,2],[9,6,9,7],[10,1,10,2],[10,6,10,7],[11,1,11,2],[11,6,11,7],[12,1,12,2],[12,6,12,7],[13,1,13,2],[13,6,13,7],[14,1,14,2],[14,6,14,7],[15,1,15,2],[15,6,15,7],[16,1,16,2],[16,6,16,7],[17,1,17,2],[17,6,17,7],[18,1,18,2],[18,6,18,7],[19,1,19,2],[19,6,19,7],[20,1,20,2],[20,6,20,7],[21,1,21,2],[21,6,21,7],[22,1,22,2],[22,6,22,7],[23,1,23,2],[23,6,23,7],[24,1,24,2],[24,6,24,7],[25,1,25,2],[25,6,25,7],[26,1,26,2],[26,6,26,7],[27,1,27,2],[27,6,27,7],[28,1,28,2],[28,6,28,7],[29,1,29,2],[29,6,29,7],[30,1,30,2],[30,6,30,7],[31,1,31,2],[31,6,31,7],[32,1,32,2],[32,6,32,7],[33,1,33,2],[33,6,33,7],[34,1,34,2],[34,6,34,7],[35,1,35,2],[35,6,35,7],[36,1,36,2],[36,6,36,7],[37,1,37,2],[37,6,37,7],[38,1,38,2],[38,3,38,4],[38,6,38,7],[39,1,39,2],[39,3,39,4],[39,6,39,7],[40,1,40,2],[40,3,40,4],[40,6,40,7],[41,1,41,2],[41,6,41,7],[42,1,42,2],[42,3,42,4],[42,6,42,7],[43,1,43,2],[43,3,43,4],[43,6,43,7],[44,1,44,2],[44,6,44,7],[45,1,45,2],[45,6,45,7],[46,1,46,2],[46,6,46,7],[47,1,47,2],[47,6,47,7],[48,1,48,2],[48,6,48,7],[49,1,49,2],[49,6,49,7],[50,1,50,2],[50,6,50,7],[51,1,51,2],[51,6,51,7],[52,1,52,2],[52,6,52,7],[53,1,53,2],[53,6,53,7],[54,1,54,2],[54,6,54,7],[55,1,55,2],[55,6,55,7],[56,1,56,2],[56,6,56,7],[57,1,57,2],[57,6,57,7],[58,1,58,2],[58,6,58,7],[59,1,59,2],[59,6,59,7],[60,1,60,2],[60,6,60,7],[61,1,61,2],[61,6,61,7],[62,1,62,2],[62,3,62,4],[62,6,62,7],[63,1,63,2],[63,3,63,4],[63,6,63,7],[64,0,64,8]],"flags":["formulas_cached_only"]}
["分部分项工程和单价措施项目清单与计价表","","","","","","","","","",""]
["工程名称：","","凉山州科教园区暨医学类教育服务项目\\综合实训楼1-3#【1-3#综合实训楼-空调防排烟】","","","","","标段：","","",""]
["序号","项目编码","","项目名称","项目特征","计量\r\n单位","工程\r\n量","","金额（元）","",""]
["","","","","","","","","综合单价","合价","其   中"]
["","","","","","","","","","","暂估价"]
[" "," ","","0307 通风及防排烟系统 ",""," "," ",""," "," "," "]
["1","030108003007","","柜式离心风机6800（m³/h） ","1.名称：柜式离心风机6800（m³/h）\r\n2.系统编号：详设计\r\n3.型号：详设计\r\n4.规格：额定工况：详设计\r\n5.质量：详设计 \r\n6.材质：综合考虑 \r\n7.设备支吊架、橡胶垫、弹簧减震吊架制作安装及除锈刷油综合考虑并计入综合单价 \r\n8.灌浆配合比：详设计 \r\n9.单机试运转要求：详设计及满足规范要求\r\n10.含电机检查接线及调试\r\n11.其他要求：满足设计、相关图集、标准及招标文件技术要求  ","台","1","","5388.54","5388.54",""]
["2","030108003003","","离心式管道风机2000（m³/h） ","1.名称：离心式管道风机2000（m³/h）\r\n2.系统编号：详设计\r\n3.型号：详设计\r\n4.规格：额定工况：详设计\r\n5.质量：详设计 \r\n6.材质：综合考虑 \r\n7.设备支吊架、橡胶垫、弹簧减震吊架制作安装及除锈刷油综合考虑并计入综合单价 \r\n8.灌浆配合比：详设计 \r\n9.单机试运转要求：详设计及满足规范要求\r\n10.含电机检查接线及调试\r\n11.其他要求：满足设计、相关图集、标准及招标文件技术要求  ","台","1","","2281.24","2281.24",""]
["3","030108001010","","隔墙用百叶窗换气扇","1.名称:隔墙用百叶窗换气扇\r\n2.型号.规格:详设计\r\n3.减振支吊架制作安装\r\n4.含柔性接头","台","2","","240.22","480.44",""]
["4","030108001012","","管道式换气扇P-150(带止回功能)","1.名称:管道式换气扇P-150(带止回功能)\r\n2.型号.规格:详设计\r\n3.含柔性接头","台","73","","186.09","13584.57",""]
["5","030108001012","","管道式换气扇P-600(带止回功能)","1.名称:管道式换气扇P-600(带止回功能)\r\n2.型号.规格:详设计\r\n3.含柔性接头","台","22","","186.09","4093.98",""]
["6","030703001020","","70℃防火阀 200*120","1.名称:70℃防火阀\r\n2.型号.规格:200*120\r\n3.材质:碳钢","个","5","","277.32","1386.60",""]
["7","030703001020","","70℃防火阀 400*200","1.名称:70℃防火阀\r\n2.型号.规格:160*120\r\n3.材质:碳钢","个","10","","316.41","3164.10",""]
["8","030703001020","","70℃防火阀 800*400","1.名称:70℃防火阀\r\n2.型号.规格:800*400\r\n3.材质:碳钢","个","1","","485.47","485.47",""]
["9","030703001020","","70℃防火阀 1200*200","1.名称:70℃防火阀\r\n2.型号.规格:1200*200\r\n3.材质:碳钢","个","1","","475.47","475.47",""]
["10","030703001020","","70℃防火阀 500*200","1.名称:70℃防火阀\r\n2.型号.规格:500*200\r\n3.材质:碳钢","个","3","","326.41","979.23",""]
["11","030703001020","","70℃防火阀 630*200","1.名称:70℃防火阀\r\n2.型号.规格:630*200\r\n3.材质:碳钢","个","2","","338.22","676.44",""]
["12","030703007013","","单层格栅风口带风阀 500*300","1.名称:单层格栅风口带风阀 \r\n2.型号.规格:500*300\r\n3.材质:铝合金","个","3","","231.31","693.93",""]
["13","030703007013","","单层格栅风口带风阀 600*400","1.名称:单层格栅风口带风阀 \r\n2.型号.规格:600*400\r\n3.材质:铝合金","个","3","","287.13","861.39",""]
["14","030703007013","","止回风阀 500*200","1.名称:止回风阀\r\n2.型号.规格:500*200\r\n3.材质:铝合金","个","3","","280.97","842.91",""]
["15","030703007013","","止回风阀 630*200","1.名称:止回风阀\r\n2.型号.规格:630*200\r\n3.材质:铝合金","个","2","","300.97","601.94",""]
["16","030703007013","","单层格栅风口 1100*200","1.名称:单层格栅风口 \r\n2.型号.规格:1000*300\r\n3.材质:铝合金","个","50","","403.27","20163.50",""]
["17","030702006028","","固定挡烟垂壁","1.名称:固定挡烟垂壁\r\n2.材质:防火玻璃\r\n3.板材厚度 \r\n4.管件、法兰等附件及支架设计要求 \r\n5.接口形式","m2","58.56","","316.15","18513.74",""]
["18","030703007024","","防鼠防虫网 10*10","1.名称:防鼠防虫网 \r\n2.型号.规格:10*10","个","2","","110.30","220.60",""]
["19","030703007036","","防雨百叶带过滤网 200*200","1.名称：防雨百叶带过滤网\r\n2.型号：详设计 \r\n3.规格：200*200\r\n4.类型：详设计\r\n5.形式：综合考虑\r\n6.其他详设计及满足规范要求","个","32","","137.15","4388.80",""]
["20","030703007036","","防雨百叶带过滤网 300*200","1.名称：防雨百叶带过滤网\r\n2.型号：详设计 \r\n3.规格：300*200\r\n4.类型：详设计\r\n5.形式：综合考虑\r\n6.其他详设计及满足规范要求","个","15","","166.46","2496.90",""]
["21","030703007036","","防雨百叶带过滤网 400*200","1.名称：防雨百叶带过滤网\r\n2.型号：详设计 \r\n3.规格：400*200\r\n4.类型：详设计\r\n5.形式：综合考虑\r\n6.其他详设计及满足规范要求","个","1","","171.91","171.91",""]
["22","030703007036","","防雨百叶带过滤网 400*300","1.名称：防雨百叶带过滤网\r\n2.型号：详设计 \r\n3.规格：400*300\r\n4.类型：详设计\r\n5.形式：综合考虑\r\n6.其他详设计及满足规范要求","个","2","","206.76","413.52",""]
["23","030703007036","","防雨百叶带过滤网 500*200","1.名称：防雨百叶带过滤网\r\n2.型号：详设计 \r\n3.规格：500*200\r\n4.类型：详设计\r\n5.形式：综合考虑\r\n6.其他详设计及满足规范要求","个","1","","226.96","226.96",""]
["24","030703007036","","防雨百叶带过滤网 1200*200","1.名称：防雨百叶带过滤网\r\n2.型号：详设计 \r\n3.规格：1200*200\r\n4.类型：详设计\r\n5.形式：综合考虑\r\n6.其他详设计及满足规范要求","个","1","","380.28","380.28",""]
["25","030108003149","","纳米光子净化装置 L=6000CMH","1.名称：纳米光子净化装置 \r\n2.型号、规格：L=6000CMH\r\n3.安装方式、部位：综合考虑\r\n4.减震装置，型钢支吊架制作安装和除锈刷油防腐：满足验收规范要求\r\n5.含本体安装、接地，电机检查接线和调试\r\n6.包括风机进出口与风管连接时采用的保温不燃柔性软风管连接\r\n7.各类转运及设备吊装就位、电源配管与设备连接间的金属软管，单根软管长度综合考虑;综合考虑\r\n8.其他要求：满足相关标准图集、规范、设计及验收要求等","台","1","","8666.94","8666.94",""]
["26","030702001025","","镀锌钢板风管 B≤320 δ=0.75","1.名称:镀锌钢板风管\r\n2.材质:镀锌钢板 \r\n3.形状:矩形 \r\n4.规格:B≤320 δ=0.75\r\n5.板材厚度 \r\n6.管件、法兰等附件及支架设计要求 \r\n7.接口形式","m2","179.19","","174.18","31211.31",""]
["27","030702001026","","镀锌钢板风管 B≤450 δ=0.75","1.名称:镀锌钢板风管\r\n2.材质:镀锌钢板 \r\n3.形状:矩形 \r\n4.规格:B≤450 δ=0.75\r\n5.板材厚度 \r\n6.管件、法兰等附件及支架设计要求 \r\n7.接口形式","m2","22.56","","141.25","3186.60",""]
["28","030702001027","","镀锌钢板风管 B≤1000 δ=1.0","1.名称:镀锌钢板风管\r\n2.材质:镀锌钢板 \r\n3.形状:矩形 \r\n4.规格:B≤1000 δ=1.0\r\n5.板材厚度 \r\n6.管件、法兰等附件及支架设计要求 \r\n7.接口形式","m2","76.75","","125.95","9666.66",""]
["29","030702001027","","镀锌钢板风管 B≤1500 δ=1.2","1.名称:镀锌钢板风管\r\n2.材质:镀锌钢板 \r\n3.形状:矩形 \r\n4.规格:B≤1500 δ=1.2\r\n5.板材厚度 \r\n6.管件、法兰等附件及支架设计要求 \r\n7.接口形式","m2","18.98","","133.99","2543.13",""]
["30","030704002029","","风管漏光试验、漏风试验","风管漏光试验、漏风试验","m2","297.48","","4.27","1270.24",""]
["31","031208003352","","不燃离心玻璃棉保温","1.名称:不燃离心玻璃棉保温\r\n2.绝热厚度及管径:综合考虑 \r\n3.包含所需的各类附件\r\n4.其他要求：满足相关标准图集、规范、设计及验收要求等","m3","13.8","","1066.29","14714.80",""]
["32","031208003232","","防火包裹（无石棉纤维增强硅酸钙耐火板）","1.名称：防火包裹（无石棉纤维增强硅酸钙耐火板）\r\n2.耐火板厚度：综合考虑\r\n3.含耐火板、岩棉保温、龙骨、支架及附件制作安装及除锈刷油防腐\r\n4.其他要求：满足相关标准图集、规范、设计及验收要求等","m2","59.5","","134.42","7997.99",""]
[" "," ","","分部小计 ",""," "," ",""," ","162230.13"," "]
[" "," ","","单价措施项目清单 ",""," "," ",""," "," "," "]
[" "," ","","其他措施项目 ",""," "," ",""," "," "," "]
["33","031302007001","","高层施工增加费"," ","项"," ",""," ","",""]
[" "," ","","分部小计 ",""," "," ",""," "," "," "]
[" "," ","","专业措施项目 ",""," "," ",""," "," "," "]
["34","031301001001","","吊装加固"," ","项"," ",""," ","",""]
["35","031301002001","","金属抱杆安装拆除、移位"," ","项"," ",""," ","",""]
["36","031301003001","","平台铺设、拆除"," ","项"," ",""," ","",""]
["37","031301004001","","顶升、提升装置"," ","项"," ",""," ","",""]
["38","031301005001","","大型设备专用机具"," ","项"," ",""," ","",""]
["39","031301006001","","焊接工艺评定"," ","项"," ",""," ","",""]
["40","031301007001","","胎（模）具制作、安装、拆除"," ","项"," ",""," ","",""]
["41","031301008001","","防护棚制作安装拆除"," ","项"," ",""," ","",""]
["42","031301009001","","特殊地区施工增加"," ","项"," ",""," ","",""]
["43","031301010001","","安装与生产同时进行施工增加"," ","项"," ",""," ","",""]
["44","031301011001","","在有害身体健康环境中施工增加"," ","项"," ",""," ","",""]
["45","031301012001","","工程系统检测、检验"," ","项"," ",""," ","",""]
["46","031301013001","","设备、管道施工的安全、防冻和焊接保护"," ","项"," ",""," ","",""]
["47","031301014001","","焦炉烘炉、热态工程"," ","项"," ",""," ","",""]
["48","031301015001","","管道安拆后的充气保护"," ","项"," ",""," ","",""]
["49","031301016001","","隧道内施工的通风、供水、供气、供电、照明及通讯设施"," ","项"," ",""," ","",""]
["50","031301017001","","脚手架搭拆"," ","项","1","","1058.63","1058.63",""]
["51","031301018001","","其他措施"," ","项"," ",""," ","",""]
[" "," ","","分部小计 ",""," "," ",""," ","1058.63"," "]
[" "," ","","分部小计 ",""," "," ",""," ","1058.63"," "]
["合　　计","","","","","","","","","163288.76",""]

{"sheet":"F.4 总价措施项目清单计价表(表-11)【综合实训楼1-~4","index":80,"n_rows":15,"n_cols":12,"rows_kept":15,"merged":[[0,0,0,11],[1,0,1,1],[1,2,1,5],[1,6,1,7],[1,8,1,11],[2,1,2,2],[2,3,2,4],[2,8,2,9],[3,1,3,2],[3,3,3,4],[3,8,3,9],[4,1,4,2],[4,3,4,4],[4,8,4,9],[5,1,5,2],[5,3,5,4],[5,8,5,9],[6,1,6,2],[6,3,6,4],[6,8,6,9],[7,1,7,2],[7,3,7,4],[7,8,7,9],[8,1,8,2],[8,3,8,4],[8,8,8,9],[9,1,9,2],[9,3,9,4],[9,8,9,9],[10,1,10,2],[10,3,10,4],[10,8,10,9],[11,1,11,2],[11,3,11,4],[11,8,11,9],[12,1,12,2],[12,3,12,4],[12,8,12,9],[13,1,13,2],[13,3,13,4],[13,8,13,9],[14,0,14,6],[14,8,14,9]],"flags":["formulas_cached_only"]}
["总价措施项目清单计价表","","","","","","","","","","",""]
["工程名称：","","凉山州科教园区暨医学类教育服务项目\\综合实训楼1-3#【1-3#综合实训楼-空调防排烟】","","","","标段：","","","","",""]
["序 号","项目编码","","项目名称","","计算基础","费率\r\n（%）","金额\r\n（元）","调整费率\r\n(%)","","调整后\r\n金额(元)","备注"]
["1","031302001001","","安全文明施工费",""," "," ","5345.83","","",""," "]
["1.1","①","","环境保护费","","分部分项工程及单价措施项目(定额人工费+定额机械费)","1.1","423.05","","",""," "]
["1.2","②","","文明施工费","","分部分项工程及单价措施项目(定额人工费+定额机械费)","2.5","961.48","","",""," "]
["1.3","③","","安全施工费","","分部分项工程及单价措施项目(定额人工费+定额机械费)","3.9","1499.91","","",""," "]
["1.4","④","","临时设施费","","分部分项工程及单价措施项目(定额人工费+定额机械费)","6.4","2461.39","","",""," "]
["2","031302002001","","夜间施工增加费",""," "," ","184.60","","",""," "]
["3","031302003001","","非夜间施工增加",""," "," ","","","",""," "]
["4","031302004001","","二次搬运费",""," "," ","88.46","","",""," "]
["5","031302005001","","冬雨季施工增加费",""," "," ","138.45","","",""," "]
["6","031302006001","","已完工程及设备保护费",""," "," ","","","",""," "]
["7","031302008001","","工程定位复测费",""," "," ","34.61","","",""," "]
["合　　计","","","","","","","5791.95","-","","-","-"]

{"sheet":"H 规费、税金项目清单计价表(表-13)【综合实训楼1-3~2","index":81,"n_rows":7,"n_cols":6,"rows_kept":7,"merged":[[0,0,0,5],[1,1,1,2],[1,3,1,4],[6,0,6,4]],"flags":["formulas_cached_only"]}
["规费、税金项目计价表","","","","",""]
["工程名称：","凉山州科教园区暨医学类教育服务项目\\综合实训楼1-3#【1-3#综合实训楼-空调防排烟】","","标段：","",""]
["序号","项目名称","计算基础","计算基数","计算费率（％）","金额(元)"]
["1","规费","分部分项定额人工费+单价措施项目定额人工费","35148.68","8.36","2938.43"]
["2","销项增值税额","分部分项工程费+措施项目费+其他项目费+规费+按实计算费用+创优质工程奖补偿奖励费-按规定不计税的工程设备金额-除税甲供材料（设备）费","172019.14","9","15481.72"]
["3","附加税","分部分项工程费+措施项目费+其他项目费+规费+按实计算费用+创优质工程奖补偿奖励费-按规定不计税的工程设备金额-除税甲供材料（设备）费","172019.14","0.313","538.42"]
["合计","","","","","18958.57"]

{"sheet":"L.2 承包人提供主要材料和工程设备一览表(表-21)【综~8","index":82,"n_rows":33,"n_cols":10,"rows_kept":33,"merged":[[0,0,0,9],[1,1,1,4],[1,5,1,7],[1,8,1,9],[2,4,2,5],[3,4,3,5],[4,4,4,5],[5,4,5,5],[6,4,6,5],[7,4,7,5],[8,4,8,5],[9,4,9,5],[10,4,10,5],[11,4,11,5],[12,4,12,5],[13,4,13,5],[14,4,14,5],[15,4,15,5],[16,4,16,5],[17,4,17,5],[18,4,18,5],[19,4,19,5],[20,4,20,5],[21,4,21,5],[22,4,22,5],[23,4,23,5],[24,4,24,5],[25,4,25,5],[26,4,26,5],[27,4,27,5],[28,4,28,5],[29,4,29,5],[30,4,30,5],[31,4,31,5],[32,4,32,5]],"flags":["formulas_cached_only"]}
[" 承包人提供主要材料和工程设备一览表\r\n（适用造价信息差额调整法）","","","","","","","","",""]
["工程名称：","凉山州科教园区暨医学类教育服务项目\\综合实训楼1-3#【1-3#综合实训楼-空调防排烟】","","","","标段：","","","",""]
["序号","名称、规格、型号","单位","数量","风险系数(%)","","基准单价(元)","投标单价(元)","发承包人确认单价(元)","备注"]
["1","管道式换气扇P-150(带止回功能)","台","73"," ","","95.00","",""," "]
["2","单层格栅风口带风阀 500*300","个","3.03"," ","","128.70","",""," "]
["3","防雨百叶带过滤网 200*200","个","32.32"," ","","81.00","",""," "]
["4","防雨百叶带过滤网 400*300","个","2.02"," ","","104.40","",""," "]
["5","防雨百叶带过滤网 500*200","个","1.01"," ","","124.40","",""," "]
["6","柜式离心风机6800（m3/h）","台","1"," ","","4950.00","",""," "]
["7","隔墙用百叶窗换气扇","台","2"," ","","95.00","",""," "]
["8","70℃防火阀 200*120","个","5.05"," ","","135.00","",""," "]
["9","70℃防火阀 400*200","个","10.1"," ","","173.70","",""," "]
["10","70℃防火阀 500*200","个","3.03"," ","","183.60","",""," "]
["11","70℃防火阀 630*200","个","2.02"," ","","195.30","",""," "]
["12","单层格栅风口带风阀 600*400","个","3.03"," ","","150.30","",""," "]
["13","止回风阀 500*200","个","3.03"," ","","180.00","",""," "]
["14","止回风阀 630*200","个","2.02"," ","","199.80","",""," "]
["15","单层格栅风口 1100*200","个","50.5"," ","","313.20","",""," "]
["16","防鼠防虫网 10*10","个","2.02"," ","","90.00","",""," "]
["17","防雨百叶带过滤网 400*200","个","1.01"," ","","104.40","",""," "]
["18","纳米光子净化装置 L=6000CMH","台","1"," ","","8100.00","",""," "]
["19","70℃防火阀 800*400","个","1.01"," ","","267.30","",""," "]
["20","70℃防火阀 1200*200","个","1.01"," ","","257.40","",""," "]
["21","防雨百叶带过滤网 1200*200","个","1.01"," ","","197.10","",""," "]
["22","离心式管道风机2000（m3/h）","台","1"," ","","2160.00","",""," "]
["23","管道式换气扇P-600(带止回功能)","台","22"," ","","95.00","",""," "]
["24","防火玻璃","m2","59.146"," ","","245.00","",""," "]
["25","防雨百叶带过滤网 300*200","个","15.15"," ","","99.00","",""," "]
["26","镀锌钢板 0.75mm","m2","238.065"," ","","29.27","",""," "]
["27","镀锌钢板 1.0mm","m2","90.565"," ","","37.37","",""," "]
["28","镀锌钢板 1.2mm","m2","22.396"," ","","44.84","",""," "]
["29","铝箔离心玻璃棉板","m3","14.214"," ","","720.00","",""," "]
["30","无石棉纤维增强硅酸盐板","m3","65.153"," ","","63.00","",""," "]

{"sheet":"E.3 单位工程招标控制价汇总表(表-04)【综合实训楼1~6","index":83,"n_rows":23,"n_cols":5,"rows_kept":23,"merged":[[0,0,0,4],[1,0,1,1],[2,1,2,2],[3,1,3,2],[4,1,4,2],[5,1,5,2],[6,1,6,2],[7,1,7,2],[8,1,8,2],[9,1,9,2],[10,1,10,2],[11,1,11,2],[12,1,12,2],[13,1,13,2],[14,1,14,2],[15,1,15,2],[16,1,16,2],[17,1,17,2],[18,1,18,2],[19,1,19,2],[20,1,20,2],[21,1,21,2],[22,0,22,2]],"flags":["formulas_cached_only"]}
["单位工程招标控制价汇总表","","","",""]
["工程名称：","","凉山州科教园区暨医学类教育服务项目\\综合实训楼1-4#【1-4#综合实训楼-消防电气】","标段：",""]
["序号","汇总内容","","金  额（元）","其中:暂估价(元)"]
["1","分部分项及单价措施项目","","113609.05"," "]
[" ","火灾报警系统 ","","14093.55"," "]
[" ","防火门监控系统 ","","10863.22"," "]
[" ","电气火灾监控系统 ","","6510.02"," "]
[" ","消防设备电源监控系统 ","","2873.94"," "]
[" ","集中控制应急照明系统 ","","78539.87"," "]
["2","总价措施项目","","6133.90","-"]
["2.1","其中：安全文明施工费","","5661.43","-"]
["3","其他项目",""," ","-"]
["3.1","其中：暂列金额",""," ","-"]
["3.2","其中：专业工程暂估价",""," ","-"]
["3.3","其中：计日工",""," ","-"]
["3.4","其中：总承包服务费",""," ","-"]
["4","规费","","3380.76","-"]
["5","创优质工程奖补偿奖励费",""," ","-"]
["6","税前不含税工程造价","","123123.71","-"]
["6.1","其中：除税甲供材料（设备）费",""," ","-"]
["7","销项增值税额","","11081.13","-"]
["8","附加税","","385.38","-"]
[" 招标控制价/投标报价总价合计=税前不含税工程造价+销项增值税额+附加税","","","134590.22"," "]

{"sheet":"F.1.1 分部分项工程和单价措施项目清单与计价表(表-~13","index":84,"n_rows":67,"n_cols":11,"rows_kept":67,"merged":[[0,0,0,10],[1,0,1,1],[1,2,1,6],[1,7,1,8],[1,9,1,10],[2,0,4,0],[2,1,4,2],[2,3,4,3],[2,4,4,4],[2,5,4,5],[2,6,4,7],[2,8,2,10],[3,8,4,8],[3,9,4,9],[5,1,5,2],[5,3,5,4],[5,6,5,7],[6,1,6,2],[6,6,6,7],[7,1,7,2],[7,6,7,7],[8,1,8,2],[8,6,8,7],[9,1,9,2],[9,3,9,4],[9,6,9,7],[10,1,10,2],[10,3,10,4],[10,6,10,7],[11,1,11,2],[11,6,11,7],[12,1,12,2],[12,6,12,7],[13,1,13,2],[13,6,13,7],[14,1,14,2],[14,6,14,7],[15,1,15,2],[15,3,15,4],[15,6,15,7],[16,1,16,2],[16,3,16,4],[16,6,16,7],[17,1,17,2],[17,6,17,7],[18,1,18,2],[18,6,18,7],[19,1,19,2],[19,3,19,4],[19,6,19,7],[20,1,20,2],[20,3,20,4],[20,6,20,7],[21,1,21,2],[21,6,21,7],[22,1,22,2],[22,6,22,7],[23,1,23,2],[23,6,23,7],[24,1,24,2],[24,3,24,4],[24,6,24,7],[25,1,25,2],[25,3,25,4],[25,6,25,7],[26,1,26,2],[26,6,26,7],[27,1,27,2],[27,6,27,7],[28,1,28,2],[28,6,28,7],[29,1,29,2],[29,6,29,7],[30,1,30,2],[30,6,30,7],[31,1,31,2],[31,6,31,7],[32,1,32,2],[32,6,32,7],[33,1,33,2],[33,6,33,7],[34,1,34,2],[34,6,34,7],[35,1,35,2],[35,6,35,7],[36,1,36,2],[36,6,36,7],[37,1,37,2],[37,6,37,7],[38,1,38,2],[38,6,38,7],[39,1,39,2],[39,6,39,7],[40,1,40,2],[40,3,40,4],[40,6,40,7],[41,1,41,2],[41,3,41,4],[41,6,41,7],[42,1,42,2],[42,3,42,4],[42,6,42,7],[43,1,43,2],[43,6,43,7],[44,1,44,2],[44,3,44,4],[44,6,44,7],[45,1,45,2],[45,3,45,4],[45,6,45,7],[46,1,46,2],[46,6,46,7],[47,1,47,2],[47,6,47,7],[48,1,48,2],[48,6,48,7],[49,1,49,2],[49,6,49,7],[50,1,50,2],[50,6,50,7],[51,1,51,2],[51,6,51,7],[52,1,52,2],[52,6,52,7],[53,1,53,2],[53,6,53,7],[54,1,54,2],[54,6,54,7],[55,1,55,2],[55,6,55,7],[56,1,56,2],[56,6,56,7],[57,1,57,2],[57,6,57,7],[58,1,58,2],[58,6,58,7],[59,1,59,2],[59,6,59,7],[60,1,60,2],[60,6,60,7],[61,1,61,2],[61,6,61,7],[62,1,62,2],[62,6,62,7],[63,1,63,2],[63,6,63,7],[64,1,64,2],[64,3,64,4],[64,6,64,7],[65,1,65,2],[65,3,65,4],[65,6,65,7],[66,0,66,8]],"flags":["formulas_cached_only"]}
["分部分项工程和单价措施项目清单与计价表","","","","","","","","","",""]
["工程名称：","","凉山州科教园区暨医学类教育服务项目\\综合实训楼1-4#【1-4#综合实训楼-消防电气】","","","","","标段：","","",""]
["序号","项目编码","","项目名称","项目特征","计量\r\n单位","工程\r\n量","","金额（元）","",""]
["","","","","","","","","综合单价","合价","其   中"]
["","","","","","","","","","","暂估价"]
[" "," ","","火灾报警系统 ",""," "," ",""," "," "," "]
["1","030904003024","","消火栓按钮","1.名称：消火栓按钮 \r\n2.规格：详设计\r\n3.其他详设计及满足规范要求","个","45","","155.40","6993.00",""]
["2","030411004058","","配线 WDZCN-RYJS-2*1.5mm2","1.名称：配线 \r\n2.配线形式：综合考虑 \r\n3.型号：WDZCN-RYJS \r\n4.规格：2*1.5mm2 \r\n5.材质：铜芯软线 \r\n6.配线部位：综合考虑 \r\n7.配线线制：详设计 \r\n8.钢索材质、规格：详设计\r\n9.其他详设计及满足规范要求","m","1136.51","","3.83","4352.83",""]
["3","030905003169","","防火控制装置调试(电梯)","1.名称:防火控制装置调试 \r\n2.类型:消防电梯调试\r\n3.满足验收规范要求，出具调试报告\r\n4.其他要求：满足相关标准图集、规范、设计及验收要求等","部","2","","1373.86","2747.72",""]
[" "," ","","分部小计 ",""," "," ",""," ","14093.55"," "]
[" "," ","","防火门监控系统 ",""," "," ",""," "," "," "]
["4","030507009013","","消防防火门监控区域分机","1.名称:消防防火门监控区域分机\r\n2.类型:消防防火门监控\r\n3.规格：TFJ-2012\r\n4.安装方式：综合考虑\r\n5.其他：满足设计、规范、相关图集及招标文件要求","台","1","","1733.25","1733.25",""]
["5","030904008074","","防火门控制模块","1.名称：防火门控制模块\r\n2.规格：二总线通讯,无极性,监视常闭防火门状态 \r\n3.类型：详设计 \r\n4.输出形式：综合考虑\r\n5.其他详设计及满足规范要求","个","15","","338.14","5072.10",""]
["6","030507001075","","门磁开关","1.名称：门磁开关 \r\n2.类别：智能型,金属外壳,可直接接入防火门系统中,可用于单扇或双扇常闭防火门,占用一个地址,参考感应距离≤15mm。 \r\n3.探测范围：综合考虑 \r\n4.安装方式：综合考虑\r\n5.其他详设计及满足规范要求","套","21","","118.89","2496.69",""]
["7","030411004078","","配线 WDZN-RYS-2*1.5mm2","1.名称：配线 \r\n2.配线形式：综合考虑 \r\n3.型号：WDZN-RYS \r\n4.规格：2*1.5mm2 \r\n5.材质：铜芯软线 \r\n6.配线部位：综合考虑 \r\n7.配线线制：详设计 \r\n8.钢索材质、规格：详设计\r\n9.其他详设计及满足规范要求","m","407.62","","3.83","1561.18",""]
[" "," ","","分部小计 ",""," "," ",""," ","10863.22"," "]
[" "," ","","电气火灾监控系统 ",""," "," ",""," "," "," "]
["8","030503006082","","电气火灾监控模块","1.名称：电气火灾监控模块\r\n2.类别：详设计 \r\n3.功能：综合考虑 \r\n4.规格：详设计\r\n5.其他详设计及满足规范要求","台","12","","460.54","5526.48",""]
["9","030411004081","","配线 WDZN-RYS-2*1.5mm2","1.名称：配线 \r\n2.配线形式：综合考虑 \r\n3.型号：WDZN-RYSP\r\n4.规格：2*1.5mm2 \r\n5.材质：铜芯软线 \r\n6.配线部位：综合考虑 \r\n7.配线线制：详设计 \r\n8.钢索材质、规格：详设计\r\n9.其他详设计及满足规范要求","m","256.8","","3.83","983.54",""]
[" "," ","","分部小计 ",""," "," ",""," ","6510.02"," "]
[" "," ","","消防设备电源监控系统 ",""," "," ",""," "," "," "]
["10","030503006082","","消防设备电源监控模块","1.名称：消防设备电源监控模块 \r\n2.类别：详设计 \r\n3.功能：综合考虑 \r\n4.规格：详设计\r\n5.其他详设计及满足规范要求","台","1","","480.34","480.34",""]
["11","030411004084","","配线 WDZCN-RYSP-2*1.5mm2","1.名称：配线 \r\n2.配线形式：综合考虑 \r\n3.型号：WDZCN-RYSP\r\n4.规格：2*1.5mm2 \r\n5.材质：铜芯软线 \r\n6.配线部位：综合考虑 \r\n7.配线线制：详设计 \r\n8.钢索材质、规格：详设计\r\n9.其他详设计及满足规范要求","m","220","","5.76","1267.20",""]
["12","030411004085","","配线 WDZBN-BYJ-1.5mm2","1.名称：配线 \r\n2.配线形式：综合考虑 \r\n3.型号：WDZBN-BYJ\r\n4.规格：1.5mm2 \r\n5.材质：铜芯线 \r\n6.配线部位：综合考虑 \r\n7.配线线制：详设计 \r\n8.钢索材质、规格：详设计\r\n9.其他详设计及满足规范要求","m","440","","2.56","1126.40",""]
[" "," ","","分部小计 ",""," "," ",""," ","2873.94"," "]
[" "," ","","集中控制应急照明系统 ",""," "," ",""," "," "," "]
["13","030404017007","","A型应急照明集中电源 KW-D-0.6KVA","1.名称：A型应急照明集中电源\r\n2.规格、型号：KW-D-0.6KVA\r\n3.安装形式：挂墙安装\r\n4.不含端子板外部接线、压铜接线端子\r\n5.含支架、开孔，配线，盘柜防火，堵洞等成套配置","台","5","","2053.71","10268.55",""]
["14","030412004081","","集中电源集中控制型消防应急标志灯(单面单向) KW-BLJC-1LEⅡ0.3W-915A","1.名称：集中电源集中控制型消防应急标志灯(单面单向)  \r\n2.规格、型号：KW-BLJC-1LEⅡ0.3W-915A\r\n3.安装形式：嵌墙安装,底边距地面0.5m\r\n4.满足设计图纸及验收规范要求","套","37","","58.52","2165.24",""]
["15","030412004081","","集中电源集中控制型多信息复合标志灯(双面单向) KW-BLJC-2OEⅠ0.3W-919T2A","1.名称：集中电源集中控制型多信息复合标志灯(双面单向) \r\n2.规格、型号：KW-BLJC-2OEⅠ0.3W-919T2A\r\n3.安装形式：吊装,吊顶下0.1m\r\n4.满足设计图纸及验收规范要求","套","34","","59.43","2020.62",""]
["16","030412004081","","楼层显示标志灯","1.名称：楼层显示标志灯\r\n2.规格、型号：详设计\r\n3.安装形式：壁装,底边距地面2.5m\r\n4.满足设计图纸及验收规范要求","套","16","","74.88","1198.08",""]
["17","030412004080","","集中电源集中控制型安全出口标志灯 KW-BLJC-1OEⅡ0.3W-918AA","1.名称：集中电源集中控制型安全出口标志灯   \r\n2.规格、型号：KW-BLJC-1OEⅡ0.3W-918AA\r\n3.安装形式：挂墙安装,门楣上0.1m\r\n4.满足设计图纸及验收规范要求","套","5","","63.79","318.95",""]
["18","030412004080","","集中电源集中控制型疏散出口标志灯 KW-BLJC-1OEⅡ0.3W-918A","1.名称：集中电源集中控制型疏散出口标志灯   \r\n2.规格、型号：KW-BLJC-1OEⅡ0.3W-918A \r\n3.安装形式：挂墙安装,门楣上0.1m\r\n4.满足设计图纸及验收规范要求","套","16","","58.52","936.32",""]
["19","030412004080","","集中电源集中控制型消防应急照明灯 KW-ZFJC-E5W-835B,600lm","1.名称：集中电源集中控制型消防应急照明灯   \r\n2.规格、型号：KW-ZFJC-E5W-835B,600lm\r\n3.安装形式：吸顶安装 \r\n4.满足设计图纸及验收规范要求","套","133","","63.90","8498.70",""]
["20","030412004080","","集中电源集中控制型消防应急照明灯（室外型） KW-ZFJC-E5W-835B,600lm","1.名称：集中电源集中控制型消防应急照明灯（室外型） \r\n2.规格、型号：KW-ZFJC-E5W-835B,600lm\r\n3.安装形式：壁装,底边距地面2.5m/门楣上0.1m，在室外或地面上设置时,防护等级不低于IP67。\r\n4.满足设计图纸及验收规范要求","套","4","","67.42","269.68",""]
["21","030404032090","","无端子外部接线 ≤2.5mm2","1.名称：无端子外部接线 \r\n2.型号、规格：≤2.5mm2  \r\n3.满足设计图纸及验收规范要求","个","26","","8.32","216.32",""]
["22","030411001080","","明配管 JDG20","1.名称：配管 \r\n2.材质：紧定管 \r\n3.规格：JDG25  \r\n4.配置形式：明配 \r\n5.接地要求：详设计 \r\n6.壁厚：详设计\r\n7.其他：满足规范及设计要求","m","974.39","","18.28","17811.85",""]
["23","030411004081","","配线 WDZCN-RYJS-2*2.5mm2","1.名称：配线 \r\n2.配线形式：综合考虑 \r\n3.型号：WDZCN-RYJS\r\n4.规格：2*2.5mm2\r\n5.材质：铜芯软线 \r\n6.配线部位：综合考虑 \r\n7.配线线制：详设计 \r\n8.钢索材质、规格：详设计\r\n9.其他详设计及满足规范要求","m","4923.85","","4.37","21517.22",""]
["24","030411004084","","配线 WDZCN-RYJSP-2*1.5mm2","1.名称：配线 \r\n2.配线形式：综合考虑 \r\n3.型号：WDZCN-RYJSP\r\n4.规格：2*1.5mm2 \r\n5.材质：铜芯软线 \r\n6.配线部位：综合考虑 \r\n7.配线线制：详设计 \r\n8.钢索材质、规格：详设计\r\n9.其他详设计及满足规范要求","m","235.8","","5.76","1358.21",""]
["25","030411006085","","钢质接线盒","1.名称：接线盒\n2.材质：钢质\n3.规格：86型\n4.安装形式：砖砼内暗敷设\n5.开关盒、插座盒、接线盒、转线盒综合考虑","个","45","","12.05","542.25",""]
["26","030411001089","","金属软管 DN20","1.名称：金属软管 \r\n2.材质：过塑金属 \r\n3.规格： DN20\r\n4.其他：满足施工规范、验收规范及设计要求","m","253.9","","44.97","11417.88",""]
[" "," ","","分部小计 ",""," "," ",""," ","78539.87"," "]
[" "," ","","单价措施项目清单 ",""," "," ",""," "," "," "]
[" "," ","","其他措施项目 ",""," "," ",""," "," "," "]
["27","031302007001","","高层施工增加费"," ","项"," ",""," ","",""]
[" "," ","","分部小计 ",""," "," ",""," "," "," "]
[" "," ","","专业措施项目 ",""," "," ",""," "," "," "]
["28","031301001001","","吊装加固"," ","项"," ",""," ","",""]
["29","031301002001","","金属抱杆安装拆除、移位"," ","项"," ",""," ","",""]
["30","031301003001","","平台铺设、拆除"," ","项"," ",""," ","",""]
["31","031301004001","","顶升、提升装置"," ","项"," ",""," ","",""]
["32","031301005001","","大型设备专用机具"," ","项"," ",""," ","",""]
["33","031301006001","","焊接工艺评定"," ","项"," ",""," ","",""]
["34","031301007001","","胎（模）具制作、安装、拆除"," ","项"," ",""," ","",""]
["35","031301008001","","防护棚制作安装拆除"," ","项"," ",""," ","",""]
["36","031301009001","","特殊地区施工增加"," ","项"," ",""," ","",""]
["37","031301010001","","安装与生产同时进行施工增加"," ","项"," ",""," ","",""]
["38","031301011001","","在有害身体健康环境中施工增加"," ","项"," ",""," ","",""]
["39","031301012001","","工程系统检测、检验"," ","项"," ",""," ","",""]
["40","031301013001","","设备、管道施工的安全、防冻和焊接保护"," ","项"," ",""," ","",""]
["41","031301014001","","焦炉烘炉、热态工程"," ","项"," ",""," ","",""]
["42","031301015001","","管道安拆后的充气保护"," ","项"," ",""," ","",""]
["43","031301016001","","隧道内施工的通风、供水、供气、供电、照明及通讯设施"," ","项"," ",""," ","",""]
["44","031301017001","","脚手架搭拆"," ","项","1","","728.45","728.45",""]
["45","031301018001","","其他措施"," ","项"," ",""," ","",""]
[" "," ","","分部小计 ",""," "," ",""," ","728.45"," "]
[" "," ","","分部小计 ",""," "," ",""," ","728.45"," "]
["合　　计","","","","","","","","","113609.05",""]

{"sheet":"F.4 总价措施项目清单计价表(表-11)【综合实训楼1-4~","index":85,"n_rows":15,"n_cols":12,"rows_kept":15,"merged":[[0,0,0,11],[1,0,1,1],[1,2,1,5],[1,6,1,7],[1,8,1,11],[2,1,2,2],[2,3,2,4],[2,8,2,9],[3,1,3,2],[3,3,3,4],[3,8,3,9],[4,1,4,2],[4,3,4,4],[4,8,4,9],[5,1,5,2],[5,3,5,4],[5,8,5,9],[6,1,6,2],[6,3,6,4],[6,8,6,9],[7,1,7,2],[7,3,7,4],[7,8,7,9],[8,1,8,2],[8,3,8,4],[8,8,8,9],[9,1,9,2],[9,3,9,4],[9,8,9,9],[10,1,10,2],[10,3,10,4],[10,8,10,9],[11,1,11,2],[11,3,11,4],[11,8,11,9],[12,1,12,2],[12,3,12,4],[12,8,12,9],[13,1,13,2],[13,3,13,4],[13,8,13,9],[14,0,14,6],[14,8,14,9]],"flags":["formulas_cached_only"]}
["总价措施项目清单计价表","","","","","","","","","","",""]
["工程名称：","","凉山州科教园区暨医学类教育服务项目\\综合实训楼1-4#【1-4#综合实训楼-消防电气】","","","","标段：","","","","",""]
["序 号","项目编码","","项目名称","","计算基础","费率\r\n（%）","金额\r\n（元）","调整费率\r\n(%)","","调整后\r\n金额(元)","备注"]
["1","031302001001","","安全文明施工费",""," "," ","5661.43","","",""," "]
["1.1","①","","环境保护费","","分部分项工程及单价措施项目(定额人工费+定额机械费)","1.1","448.03","","",""," "]
["1.2","②","","文明施工费","","分部分项工程及单价措施项目(定额人工费+定额机械费)","2.5","1018.24","","",""," "]
["1.3","③","","安全施工费","","分部分项工程及单价措施项目(定额人工费+定额机械费)","3.9","1588.46","","",""," "]
["1.4","④","","临时设施费","","分部分项工程及单价措施项目(定额人工费+定额机械费)","6.4","2606.70","","",""," "]
["2","031302002001","","夜间施工增加费",""," "," ","195.50","","",""," "]
["3","031302003001","","非夜间施工增加",""," "," ","","","",""," "]
["4","031302004001","","二次搬运费",""," "," ","93.68","","",""," "]
["5","031302005001","","冬雨季施工增加费",""," "," ","146.63","","",""," "]
["6","031302006001","","已完工程及设备保护费",""," "," ","","","",""," "]
["7","031302008001","","工程定位复测费",""," "," ","36.66","","",""," "]
["合　　计","","","","","","","6133.90","-","","-","-"]

{"sheet":"H 规费、税金项目清单计价表(表-13)【综合实训楼1-4#~","index":86,"n_rows":7,"n_cols":6,"rows_kept":7,"merged":[[0,0,0,5],[1,1,1,2],[1,3,1,4],[6,0,6,4]],"flags":["formulas_cached_only"]}
["规费、税金项目计价表","","","","",""]
["工程名称：","凉山州科教园区暨医学类教育服务项目\\综合实训楼1-4#【1-4#综合实训楼-消防电气】","","标段：","",""]
["序号","项目名称","计算基础","计算基数","计算费率（％）","金额(元)"]
["1","规费","分部分项定额人工费+单价措施项目定额人工费","40439.71","8.36","3380.76"]
["2","销项增值税额","分部分项工程费+措施项目费+其他项目费+规费+按实计算费用+创优质工程奖补偿奖励费-按规定不计税的工程设备金额-除税甲供材料（设备）费","123123.71","9","11081.13"]
["3","附加税","分部分项工程费+措施项目费+其他项目费+规费+按实计算费用+创优质工程奖补偿奖励费-按规定不计税的工程设备金额-除税甲供材料（设备）费","123123.71","0.313","385.38"]
["合计","","","","","14847.27"]

{"sheet":"L.2 承包人提供主要材料和工程设备一览表(表-21)【综~9","index":87,"n_rows":27,"n_cols":10,"rows_kept":27,"merged":[[0,0,0,9],[1,1,1,4],[1,5,1,7],[1,8,1,9],[2,4,2,5],[3,4,3,5],[4,4,4,5],[5,4,5,5],[6,4,6,5],[7,4,7,5],[8,4,8,5],[9,4,9,5],[10,4,10,5],[11,4,11,5],[12,4,12,5],[13,4,13,5],[14,4,14,5],[15,4,15,5],[16,4,16,5],[17,4,17,5],[18,4,18,5],[19,4,19,5],[20,4,20,5],[21,4,21,5],[22,4,22,5],[23,4,23,5],[24,4,24,5],[25,4,25,5],[26,4,26,5]],"flags":["formulas_cached_only"]}
[" 承包人提供主要材料和工程设备一览表\r\n（适用造价信息差额调整法）","","","","","","","","",""]
["工程名称：","凉山州科教园区暨医学类教育服务项目\\综合实训楼1-4#【1-4#综合实训楼-消防电气】","","","","标段：","","","",""]
["序号","名称、规格、型号","单位","数量","风险系数(%)","","基准单价(元)","投标单价(元)","发承包人确认单价(元)","备注"]
["1","消火栓按钮","个","45"," ","","22.82","",""," "]
["2","消防防火门监控区域分机","台","1"," ","","945.00","",""," "]
["3","防火门控制模块","个","15"," ","","45.00","",""," "]
["4","门磁开关","套","21"," ","","90.00","",""," "]
["5","电气火灾监控模块","台","12"," ","","167.40","",""," "]
["6","配线 WDZN-RYS-2*1.5mm2","m","717.574"," ","","2.37","",""," "]
["7","消防设备电源监控模块","台","1"," ","","187.20","",""," "]
["8","配线 WDZCN-RYSP-2*1.5mm2","m","237.6"," ","","4.16","",""," "]
["9","配线 WDZBN-BYJ-1.5mm2","m","510.4"," ","","1.15","",""," "]
["10","集中电源集中控制型消防应急标志灯(单面单向) KW-BLJC-1LEⅡ0.3W-915A","套","37.37"," ","","27.00","",""," "]
["11","集中电源集中控制型多信息复合标志灯(双面单向) KW-BLJC-2OEⅠ0.3W-919T2A","套","34.34"," ","","27.90","",""," "]
["12","楼层显示标志灯","套","16.16"," ","","43.20","",""," "]
["13","集中电源集中控制型安全出口标志灯 KW-BLJC-1OEⅡ0.3W-918AA","套","5.05"," ","","32.22","",""," "]
["14","集中电源集中控制型疏散出口标志灯 KW-BLJC-1OEⅡ0.3W-918A","套","16.16"," ","","27.00","",""," "]
["15","集中电源集中控制型消防应急照明灯 KW-ZFJC-E5W-835B,600lm","套","134.33"," ","","32.40","",""," "]
["16","集中电源集中控制型消防应急照明灯（室外型） KW-ZFJC-E5W-835B,600lm","套","4.04"," ","","32.40","",""," "]
["17","无端子外部接线 ≤2.5mm2","个","26"," ","","4.50","",""," "]
["18","配线 WDZCN-RYJS-2*2.5mm2","m","5317.758"," ","","2.73","",""," "]
["19","配线 WDZCN-RYJSP-2*1.5mm2","m","254.664"," ","","4.16","",""," "]
["20","钢质接线盒","个","45.9"," ","","1.68","",""," "]
["21","金属软管 DN20","m","261.517"," ","","2.45","",""," "]
["22","配线 WDZCN-RYJS-2*1.5mm2","m","1227.431"," ","","2.37","",""," "]
["23","A型应急照明集中电源 KW-D-0.6KVA","台","5"," ","","1260.00","",""," "]
["24","紧定管 JDG20","m","1003.622"," ","","3.76","",""," "]

{"sheet":"E.3 单位工程招标控制价汇总表(表-04)【综合实训楼1~7","index":88,"n_rows":19,"n_cols":5,"rows_kept":19,"merged":[[0,0,0,4],[1,0,1,1],[2,1,2,2],[3,1,3,2],[4,1,4,2],[5,1,5,2],[6,1,6,2],[7,1,7,2],[8,1,8,2],[9,1,9,2],[10,1,10,2],[11,1,11,2],[12,1,12,2],[13,1,13,2],[14,1,14,2],[15,1,15,2],[16,1,16,2],[17,1,17,2],[18,0,18,2]],"flags":["formulas_cached_only"]}
["单位工程招标控制价汇总表","","","",""]
["工程名称：","","凉山州科教园区暨医学类教育服务项目\\综合实训楼1-4#【1-4#综合实训楼－消防水】","标段：",""]
["序号","汇总内容","","金  额（元）","其中:暂估价(元)"]
["1","分部分项及单价措施项目","","160120.28"," "]
[" ","0309 消火栓系统 ","","158314.20"," "]
["2","总价措施项目","","7399.95","-"]
["2.1","其中：安全文明施工费","","6829.97","-"]
["3","其他项目",""," ","-"]
["3.1","其中：暂列金额",""," ","-"]
["3.2","其中：专业工程暂估价",""," ","-"]
["3.3","其中：计日工",""," ","-"]
["3.4","其中：总承包服务费",""," ","-"]
["4","规费","","3902.52","-"]
["5","创优质工程奖补偿奖励费",""," ","-"]
["6","税前不含税工程造价","","171422.75","-"]
["6.1","其中：除税甲供材料（设备）费",""," ","-"]
["7","销项增值税额","","15428.05","-"]
["8","附加税","","536.55","-"]
[" 招标控制价/投标报价总价合计=税前不含税工程造价+销项增值税额+附加税","","","187387.35"," "]

{"sheet":"F.1.1 分部分项工程和单价措施项目清单与计价表(表-~14","index":89,"n_rows":52,"n_cols":11,"rows_kept":52,"merged":[[0,0,0,10],[1,0,1,1],[1,2,1,6],[1,7,1,8],[1,9,1,10],[2,0,4,0],[2,1,4,2],[2,3,4,3],[2,4,4,4],[2,5,4,5],[2,6,4,7],[2,8,2,10],[3,8,4,8],[3,9,4,9],[5,1,5,2],[5,3,5,4],[5,6,5,7],[6,1,6,2],[6,6,6,7],[7,1,7,2],[7,6,7,7],[8,1,8,2],[8,6,8,7],[9,1,9,2],[9,6,9,7],[10,1,10,2],[10,6,10,7],[11,1,11,2],[11,6,11,7],[12,1,12,2],[12,6,12,7],[13,1,13,2],[13,6,13,7],[14,1,14,2],[14,6,14,7],[15,1,15,2],[15,6,15,7],[16,1,16,2],[16,6,16,7],[17,1,17,2],[17,6,17,7],[18,1,18,2],[18,6,18,7],[19,1,19,2],[19,6,19,7],[20,1,20,2],[20,6,20,7],[21,1,21,2],[21,6,21,7],[22,1,22,2],[22,6,22,7],[23,1,23,2],[23,6,23,7],[24,1,24,2],[24,6,24,7],[25,1,25,2],[25,3,25,4],[25,6,25,7],[26,1,26,2],[26,3,26,4],[26,6,26,7],[27,1,27,2],[27,3,27,4],[27,6,27,7],[28,1,28,2],[28,6,28,7],[29,1,29,2],[29,3,29,4],[29,6,29,7],[30,1,30,2],[30,3,30,4],[30,6,30,7],[31,1,31,2],[31,6,31,7],[32,1,32,2],[32,6,32,7],[33,1,33,2],[33,6,33,7],[34,1,34,2],[34,6,34,7],[35,1,35,2],[35,6,35,7],[36,1,36,2],[36,6,36,7],[37,1,37,2],[37,6,37,7],[38,1,38,2],[38,6,38,7],[39,1,39,2],[39,6,39,7],[40,1,40,2],[40,6,40,7],[41,1,41,2],[41,6,41,7],[42,1,42,2],[42,6,42,7],[43,1,43,2],[43,6,43,7],[44,1,44,2],[44,6,44,7],[45,1,45,2],[45,6,45,7],[46,1,46,2],[46,6,46,7],[47,1,47,2],[47,6,47,7],[48,1,48,2],[48,6,48,7],[49,1,49,2],[49,3,49,4],[49,6,49,7],[50,1,50,2],[50,3,50,4],[50,6,50,7],[51,0,51,8]],"flags":["formulas_cached_only"]}
["分部分项工程和单价措施项目清单与计价表","","","","","","","","","",""]
["工程名称：","","凉山州科教园区暨医学类教育服务项目\\综合实训楼1-4#【1-4#综合实训楼－消防水】","","","","","标段：","","",""]
["序号","项目编码","","项目名称","项目特征","计量\r\n单位","工程\r\n量","","金额（元）","",""]
["","","","","","","","","综合单价","合价","其   中"]
["","","","","","","","","","","暂估价"]
[" "," ","","0309 消火栓系统 ",""," "," ",""," "," "," "]
["1","030901002001","","内外壁热浸镀锌加厚钢管 DN65","1.安装部位：室内 \r\n2.材质：内外壁热浸镀锌加厚钢管\r\n3.型号、规格：DN65mm\r\n4.连接形式：卡箍连接\r\n5.含直管、管件费等\r\n6.按规范要求对管道进行吹扫、冲洗、水压试验等\r\n7.其它：满足设计及规范要求","m","73.53","","91.04","6694.17",""]
["2","030901002002","","内外壁热浸镀锌加厚钢管 DN100","1.安装部位：室内\r\n2.材质：内外壁热浸镀锌加厚钢管\r\n3.型号、规格：DN100mm\r\n4.连接形式：卡箍连接\r\n5.含直管、管件费等\r\n6.按规范要求对管道进行吹扫、冲洗、水压试验等\r\n7.其它：满足设计及规范要求","m","312.23","","123.49","38557.28",""]
["3","030901002001","","内外壁热浸镀锌钢管 DN65","1.安装部位：室内 \r\n2.材质：内外壁热浸镀锌加厚钢管\r\n3.型号、规格：DN65mm\r\n4.连接形式：卡箍连接\r\n5.含直管、管件费等\r\n6.按规范要求对管道进行吹扫、冲洗、水压试验等\r\n7.其它：满足设计及规范要求","m","11.6","","78.05","905.38",""]
["4","030901002002","","内外壁热浸镀锌钢管 DN100","1.安装部位：室内\r\n2.材质：内外壁热浸镀锌加厚钢管\r\n3.型号、规格：DN100mm\r\n4.连接形式：卡箍连接\r\n5.含直管、管件费等\r\n6.按规范要求对管道进行吹扫、冲洗、水压试验等\r\n7.其它：满足设计及规范要求","m","215.03","","111.23","23917.79",""]
["5","031201001003","","管道刷油","1.名称：管道刷油\r\n2.标志色方式、品种：消火栓管刷樟丹二道,红色调和漆二道;自动喷水管刷樟丹二道,红色黄环调和漆二道。\r\n3.满足设计图纸及验收规范要求","m2","193.38","","7.91","1529.64",""]
["6","030807003004","","带锁定装置的双向型蝶阀 DN65","1.名称：带锁定装置的双向型蝶阀\r\n2.材质：详设计\r\n3.型号、规格：DN65mm \r\n4.连接形式：法兰连接\r\n5.其他：满足设计及规范要求","个","1","","211.38","211.38",""]
["7","030807003005","","带锁定装置的双向型蝶阀 DN100","1.名称：带锁定装置的双向型蝶阀\r\n2.材质：详设计\r\n3.型号、规格：DN100mm \r\n4.连接形式：法兰连接\r\n5.其他：满足设计及规范要求","个","27","","356.73","9631.71",""]
["8","030807003005","","带锁定装置的双向型蝶阀 DN150","1.名称：带锁定装置的双向型蝶阀\r\n2.材质：详设计\r\n3.型号、规格：DN150mm \r\n4.连接形式：法兰连接\r\n5.其他：满足设计及规范要求","个","2","","541.74","1083.48",""]
["9","031003003021","","旋启式止回阀 DN100","1.类型：旋启式止回阀 \r\n2.材质：球墨铸铁阀体 \r\n3.规格、压力等级：DN100 \r\n4.连接形式：法兰连接 \r\n5.焊接方法：详设计\r\n6.含沟槽法兰等综合考虑\r\n7.其他详设计及满足规范要求","个","1","","1077.19","1077.19",""]
["10","031003003021","","安全泄压阀 DN100","1.类型：安全泄压阀\r\n2.材质：铸钢 \r\n3.规格、压力等级：DN100 \r\n4.连接形式：法兰连接 \r\n5.焊接方法：详设计\r\n6.含沟槽法兰等综合考虑\r\n7.其他详设计及满足规范要求","个","1","","907.99","907.99",""]
["11","030601002026","","压力表","1.名称：压力表 \r\n2.型号：详设计 \r\n3.规格：详设计\r\n4.压力表弯材质、规格：详设计 \r\n5.挠性管材质、规格：详设计  \r\n6.支架形式、材质：详设计  \r\n7.调试要求：详设计  \r\n8.脱脂要求：详设计 \r\n9.其他详设计及满足规范要求","台","1","","66.05","66.05",""]
["12","030901010007","","甲型单栓带灭火器箱组合式消防柜","1.名称：甲型单栓带灭火器箱组合式消防柜\r\n2.安装部位：室内 \r\n3.型号、规格：详设计\r\n4.内配减压稳压消火栓SNW65-Ⅲ、衬胶水龙带25m一条,直流水枪19mm一支.报警按钮和指示灯各1个\r\n5.消火栓按钮另列清单项\r\n6.其他：满足设计及规范要求","套","46","","835.25","38421.50",""]
["13","030901010008","","试验消火栓箱","1.名称：试验消火栓箱\r\n2.安装部位：室内 \r\n3.型号、规格：详设计\r\n4.附件配置：消火栓柜1800×700×180。箱内配SN65或SNW65一个;DN65、L25m衬胶水带一条;φ19mm水枪一支;带消防软管卷盘,软管长度30米\r\n5.消火栓按钮另列清单项\r\n6.其他：满足设计及规范要求","套","1","","187.82","187.82",""]
["14","030901013009","","手提式磷酸铵盐干粉灭火器  MF/ABC4","1.名称：磷酸铵盐干粉灭火器\r\n2.形式：手提式\r\n3.规格、型号：MF/ABC4\r\n4.其它：满足施工图设计要求及施工验收规范要求","具","130","","52.59","6836.70",""]
["15","030901013009","","灭火器放置箱","1.名称：灭火器放置箱\r\n2.形式：挂墙\r\n3.规格、型号：详设计\r\n4.其它：满足施工图设计要求及施工验收规范要求","个","19","","61.16","1162.04",""]
["16","030703022010","","自动排气阀  DN25","1.类型：自动排气阀\r\n2.材质：碳钢\r\n3.型号、规格：WP DN20mm\r\n4.含截止阀\r\n5.其他：满足设计及规范要求","个","1","","57.44","57.44",""]
["17","030815001015","","管道支架制作安装","1.名称：管道支架及套管\r\n2.材质：型钢（综合）\r\n3.支架除锈后刷樟丹二道，灰色调和漆两道\r\n4.其它：满足设计及规范要求","kg","666.46","","17.69","11789.68",""]
["18","030905002016","","消火栓灭火系统调试","1.系统形式：消火栓灭火系统调试\r\n2.其它：满足施工图设计要求及施工验收规范要求","点","46","","294.56","13549.76",""]
["19","031001007084","","钢丝网骨架复合给水管 DN100","1.安装部位：室外\r\n2.介质：冷水\r\n3.规格、压力等级：DN100 1.6MPa\r\n4.连接方式：综合考虑\r\n5.包含配套管件及附件\r\n6.含水压试验、管道冲洗等综合考虑\r\n7.其他要求：满足相关标准图集、规范、设计及验收要求等","m","17","","101.60","1727.20",""]
[" "," ","","分部小计 ",""," "," ",""," ","158314.20"," "]
[" "," ","","单价措施项目清单 ",""," "," ",""," "," "," "]
[" "," ","","其他措施项目 ",""," "," ",""," "," "," "]
["20","031302007001","","高层施工增加费"," ","项"," ",""," ","",""]
[" "," ","","分部小计 ",""," "," ",""," "," "," "]
[" "," ","","专业措施项目 ",""," "," ",""," "," "," "]
["21","031301001001","","吊装加固"," ","项"," ",""," ","",""]
["22","031301002001","","金属抱杆安装拆除、移位"," ","项"," ",""," ","",""]
["23","031301003001","","平台铺设、拆除"," ","项"," ",""," ","",""]
["24","031301004001","","顶升、提升装置"," ","项"," ",""," ","",""]
["25","031301005001","","大型设备专用机具"," ","项"," ",""," ","",""]
["26","031301006001","","焊接工艺评定"," ","项"," ",""," ","",""]
["27","031301007001","","胎（模）具制作、安装、拆除"," ","项"," ",""," ","",""]
["28","031301008001","","防护棚制作安装拆除"," ","项"," ",""," ","",""]
["29","031301009001","","特殊地区施工增加"," ","项"," ",""," ","",""]
["30","031301010001","","安装与生产同时进行施工增加"," ","项"," ",""," ","",""]
["31","031301011001","","在有害身体健康环境中施工增加"," ","项"," ",""," ","",""]
["32","031301012001","","工程系统检测、检验"," ","项"," ",""," ","",""]
["33","031301013001","","设备、管道施工的安全、防冻和焊接保护"," ","项"," ",""," ","",""]
["34","031301014001","","焦炉烘炉、热态工程"," ","项"," ",""," ","",""]
["35","031301015001","","管道安拆后的充气保护"," ","项"," ",""," ","",""]
["36","031301016001","","隧道内施工的通风、供水、供气、供电、照明及通讯设施"," ","项"," ",""," ","",""]
["37","031301017001","","脚手架搭拆"," ","项","1","","1806.08","1806.08",""]
["38","031301018001","","其他措施"," ","项"," ",""," ","",""]
[" "," ","","分部小计 ",""," "," ",""," ","1806.08"," "]
[" "," ","","分部小计 ",""," "," ",""," ","1806.08"," "]
["合　　计","","","","","","","","","160120.28",""]

{"sheet":"F.4 总价措施项目清单计价表(表-11)【综合实训楼1-~5","index":90,"n_rows":15,"n_cols":12,"rows_kept":15,"merged":[[0,0,0,11],[1,0,1,1],[1,2,1,5],[1,6,1,7],[1,8,1,11],[2,1,2,2],[2,3,2,4],[2,8,2,9],[3,1,3,2],[3,3,3,4],[3,8,3,9],[4,1,4,2],[4,3,4,4],[4,8,4,9],[5,1,5,2],[5,3,5,4],[5,8,5,9],[6,1,6,2],[6,3,6,4],[6,8,6,9],[7,1,7,2],[7,3,7,4],[7,8,7,9],[8,1,8,2],[8,3,8,4],[8,8,8,9],[9,1,9,2],[9,3,9,4],[9,8,9,9],[10,1,10,2],[10,3,10,4],[10,8,10,9],[11,1,11,2],[11,3,11,4],[11,8,11,9],[12,1,12,2],[12,3,12,4],[12,8,12,9],[13,1,13,2],[13,3,13,4],[13,8,13,9],[14,0,14,6],[14,8,14,9]],"flags":["formulas_cached_only"]}
["总价措施项目清单计价表","","","","","","","","","","",""]
["工程名称：","","凉山州科教园区暨医学类教育服务项目\\综合实训楼1-4#【1-4#综合实训楼－消防水】","","","","标段：","","","","",""]
["序 号","项目编码","","项目名称","","计算基础","费率\r\n（%）","金额\r\n（元）","调整费率\r\n(%)","","调整后\r\n金额(元)","备注"]
["1","031302001001","","安全文明施工费",""," "," ","6829.97","","",""," "]
["1.1","①","","环境保护费","","分部分项工程及单价措施项目(定额人工费+定额机械费)","1.1","540.50","","",""," "]
["1.2","②","","文明施工费","","分部分项工程及单价措施项目(定额人工费+定额机械费)","2.5","1228.41","","",""," "]
["1.3","③","","安全施工费","","分部分项工程及单价措施项目(定额人工费+定额机械费)","3.9","1916.32","","",""," "]
["1.4","④","","临时设施费","","分部分项工程及单价措施项目(定额人工费+定额机械费)","6.4","3144.74","","",""," "]
["2","031302002001","","夜间施工增加费",""," "," ","235.86","","",""," "]
["3","031302003001","","非夜间施工增加",""," "," ","","","",""," "]
["4","031302004001","","二次搬运费",""," "," ","113.01","","",""," "]
["5","031302005001","","冬雨季施工增加费",""," "," ","176.89","","",""," "]
["6","031302006001","","已完工程及设备保护费",""," "," ","","","",""," "]
["7","031302008001","","工程定位复测费",""," "," ","44.22","","",""," "]
["合　　计","","","","","","","7399.95","-","","-","-"]

{"sheet":"H 规费、税金项目清单计价表(表-13)【综合实训楼1-4~1","index":91,"n_rows":7,"n_cols":6,"rows_kept":7,"merged":[[0,0,0,5],[1,1,1,2],[1,3,1,4],[6,0,6,4]],"flags":["formulas_cached_only"]}
["规费、税金项目计价表","","","","",""]
["工程名称：","凉山州科教园区暨医学类教育服务项目\\综合实训楼1-4#【1-4#综合实训楼－消防水】","","标段：","",""]
["序号","项目名称","计算基础","计算基数","计算费率（％）","金额(元)"]
["1","规费","分部分项定额人工费+单价措施项目定额人工费","46680.87","8.36","3902.52"]
["2","销项增值税额","分部分项工程费+措施项目费+其他项目费+规费+按实计算费用+创优质工程奖补偿奖励费-按规定不计税的工程设备金额-除税甲供材料（设备）费","171422.75","9","15428.05"]
["3","附加税","分部分项工程费+措施项目费+其他项目费+规费+按实计算费用+创优质工程奖补偿奖励费-按规定不计税的工程设备金额-除税甲供材料（设备）费","171422.75","0.313","536.55"]
["合计","","","","","19867.12"]

{"sheet":"L.2 承包人提供主要材料和工程设备一览表(表-21)【~10","index":92,"n_rows":30,"n_cols":10,"rows_kept":30,"merged":[[0,0,0,9],[1,1,1,4],[1,5,1,7],[1,8,1,9],[2,4,2,5],[3,4,3,5],[4,4,4,5],[5,4,5,5],[6,4,6,5],[7,4,7,5],[8,4,8,5],[9,4,9,5],[10,4,10,5],[11,4,11,5],[12,4,12,5],[13,4,13,5],[14,4,14,5],[15,4,15,5],[16,4,16,5],[17,4,17,5],[18,4,18,5],[19,4,19,5],[20,4,20,5],[21,4,21,5],[22,4,22,5],[23,4,23,5],[24,4,24,5],[25,4,25,5],[26,4,26,5],[27,4,27,5],[28,4,28,5],[29,4,29,5]],"flags":["formulas_cached_only"]}
[" 承包人提供主要材料和工程设备一览表\r\n（适用造价信息差额调整法）","","","","","","","","",""]
["工程名称：","凉山州科教园区暨医学类教育服务项目\\综合实训楼1-4#【1-4#综合实训楼－消防水】","","","","标段：","","","",""]
["序号","名称、规格、型号","单位","数量","风险系数(%)","","基准单价(元)","投标单价(元)","发承包人确认单价(元)","备注"]
["1","沟槽直接头 （含胶圈）DN65","套","14.191"," ","","10.87","",""," "]
["2","消火栓沟槽管件DN65","个","31.497"," ","","15.39","",""," "]
["3","沟槽直接头 （含胶圈）DN100","套","85.176"," ","","17.98","",""," "]
["4","消火栓沟槽管件DN100","个","161.533"," ","","24.64","",""," "]
["5","碳钢平焊法兰DN100","片","62"," ","","27.14","",""," "]
["6","压力表","台","1"," ","","18.00","",""," "]
["7","镀锌加厚钢管DN65","m","74.633"," ","","37.81","",""," "]
["8","镀锌加厚钢管DN100","m","300.359"," ","","60.94","",""," "]
["9","内外壁热浸镀锌钢管 DN65","m","11.774"," ","","35.614","",""," "]
["10","内外壁热浸镀锌钢管 DN100","m","218.255"," ","","58.31","",""," "]
["11","酚醛调和漆 各色","kg","38.289"," ","","11.15","",""," "]
["12","带锁定装置的双向型蝶阀 DN65","个","1"," ","","39.60","",""," "]
["13","碳钢平焊法兰DN65","片","2"," ","","19.09","",""," "]
["14","带锁定装置的双向型蝶阀 DN100","个","29"," ","","58.50","",""," "]
["15","甲型单栓带灭火器箱组合式消防柜","套","46"," ","","668.70","",""," "]
["16","试验消火栓DN65","套","1.01"," ","","67.50","",""," "]
["17","灭火器MF/ABC4","具","130"," ","","45.00","",""," "]
["18","灭火器放置箱","个","19"," ","","27.00","",""," "]
["19","旋启式止回阀 DN100","个","1"," ","","781.20","",""," "]
["20","安全泄压阀DN100","个","1"," ","","612.00","",""," "]
["21","自动排气阀DN25","个","1"," ","","22.50","",""," "]
["22","型钢","kg","699.825"," ","","4.50","",""," "]
["23","醇酸防锈漆 C53-1","kg","7.731"," ","","11.00","",""," "]
["24","钢丝网骨架复核管DN100","m","17.255"," ","","67.32","",""," "]
["25","给水室外钢骨架塑料复合管电熔管件DN100","个","4.641"," ","","57.64","",""," "]
["26","带锁定装置的双向型蝶阀 DN150","个","2"," ","","92.70","",""," "]
["27","碳钢平焊法兰DN150","片","4"," ","","51.25","",""," "]

{"sheet":"E.3 单位工程招标控制价汇总表(表-04)【综合实训楼1~8","index":93,"n_rows":19,"n_cols":5,"rows_kept":19,"merged":[[0,0,0,4],[1,0,1,1],[2,1,2,2],[3,1,3,2],[4,1,4,2],[5,1,5,2],[6,1,6,2],[7,1,7,2],[8,1,8,2],[9,1,9,2],[10,1,10,2],[11,1,11,2],[12,1,12,2],[13,1,13,2],[14,1,14,2],[15,1,15,2],[16,1,16,2],[17,1,17,2],[18,0,18,2]],"flags":["formulas_cached_only"]}
["单位工程招标控制价汇总表","","","",""]
["工程名称：","","凉山州科教园区暨医学类教育服务项目\\综合实训楼1-4#【1-4#综合实训楼-空调防排烟】","标段：",""]
["序号","汇总内容","","金  额（元）","其中:暂估价(元)"]
["1","分部分项及单价措施项目","","131243.34"," "]
[" ","0307 通风及防排烟系统 ","","130379.49"," "]
["2","总价措施项目","","5037.49","-"]
["2.1","其中：安全文明施工费","","4649.48","-"]
["3","其他项目",""," ","-"]
["3.1","其中：暂列金额",""," ","-"]
["3.2","其中：专业工程暂估价",""," ","-"]
["3.3","其中：计日工",""," ","-"]
["3.4","其中：总承包服务费",""," ","-"]
["4","规费","","2536.48","-"]
["5","创优质工程奖补偿奖励费",""," ","-"]
["6","税前不含税工程造价","","138817.31","-"]
["6.1","其中：除税甲供材料（设备）费",""," ","-"]
["7","销项增值税额","","12493.56","-"]
["8","附加税","","434.50","-"]
[" 招标控制价/投标报价总价合计=税前不含税工程造价+销项增值税额+附加税","","","151745.37"," "]

{"sheet":"F.1.1 分部分项工程和单价措施项目清单与计价表(表-~15","index":94,"n_rows":61,"n_cols":11,"rows_kept":61,"merged":[[0,0,0,10],[1,0,1,1],[1,2,1,6],[1,7,1,8],[1,9,1,10],[2,0,4,0],[2,1,4,2],[2,3,4,3],[2,4,4,4],[2,5,4,5],[2,6,4,7],[2,8,2,10],[3,8,4,8],[3,9,4,9],[5,1,5,2],[5,3,5,4],[5,6,5,7],[6,1,6,2],[6,6,6,7],[7,1,7,2],[7,6,7,7],[8,1,8,2],[8,6,8,7],[9,1,9,2],[9,6,9,7],[10,1,10,2],[10,6,10,7],[11,1,11,2],[11,6,11,7],[12,1,12,2],[12,6,12,7],[13,1,13,2],[13,6,13,7],[14,1,14,2],[14,6,14,7],[15,1,15,2],[15,6,15,7],[16,1,16,2],[16,6,16,7],[17,1,17,2],[17,6,17,7],[18,1,18,2],[18,6,18,7],[19,1,19,2],[19,6,19,7],[20,1,20,2],[20,6,20,7],[21,1,21,2],[21,6,21,7],[22,1,22,2],[22,6,22,7],[23,1,23,2],[23,6,23,7],[24,1,24,2],[24,6,24,7],[25,1,25,2],[25,6,25,7],[26,1,26,2],[26,6,26,7],[27,1,27,2],[27,6,27,7],[28,1,28,2],[28,6,28,7],[29,1,29,2],[29,6,29,7],[30,1,30,2],[30,6,30,7],[31,1,31,2],[31,6,31,7],[32,1,32,2],[32,6,32,7],[33,1,33,2],[33,6,33,7],[34,1,34,2],[34,3,34,4],[34,6,34,7],[35,1,35,2],[35,3,35,4],[35,6,35,7],[36,1,36,2],[36,3,36,4],[36,6,36,7],[37,1,37,2],[37,6,37,7],[38,1,38,2],[38,3,38,4],[38,6,38,7],[39,1,39,2],[39,3,39,4],[39,6,39,7],[40,1,40,2],[40,6,40,7],[41,1,41,2],[41,6,41,7],[42,1,42,2],[42,6,42,7],[43,1,43,2],[43,6,43,7],[44,1,44,2],[44,6,44,7],[45,1,45,2],[45,6,45,7],[46,1,46,2],[46,6,46,7],[47,1,47,2],[47,6,47,7],[48,1,48,2],[48,6,48,7],[49,1,49,2],[49,6,49,7],[50,1,50,2],[50,6,50,7],[51,1,51,2],[51,6,51,7],[52,1,52,2],[52,6,52,7],[53,1,53,2],[53,6,53,7],[54,1,54,2],[54,6,54,7],[55,1,55,2],[55,6,55,7],[56,1,56,2],[56,6,56,7],[57,1,57,2],[57,6,57,7],[58,1,58,2],[58,3,58,4],[58,6,58,7],[59,1,59,2],[59,3,59,4],[59,6,59,7],[60,0,60,8]],"flags":["formulas_cached_only"]}
["分部分项工程和单价措施项目清单与计价表","","","","","","","","","",""]
["工程名称：","","凉山州科教园区暨医学类教育服务项目\\综合实训楼1-4#【1-4#综合实训楼-空调防排烟】","","","","","标段：","","",""]
["序号","项目编码","","项目名称","项目特征","计量\r\n单位","工程\r\n量","","金额（元）","",""]
["","","","","","","","","综合单价","合价","其   中"]
["","","","","","","","","","","暂估价"]
[" "," ","","0307 通风及防排烟系统 ",""," "," ",""," "," "," "]
["1","030108003007","","柜式离心风机6800（m³/h） ","1.名称：柜式离心风机6800（m³/h）\r\n2.系统编号：详设计\r\n3.型号：详设计\r\n4.规格：额定工况：详设计\r\n5.质量：详设计 \r\n6.材质：综合考虑 \r\n7.设备支吊架、橡胶垫、弹簧减震吊架制作安装及除锈刷油综合考虑并计入综合单价 \r\n8.灌浆配合比：详设计 \r\n9.单机试运转要求：详设计及满足规范要求\r\n10.含电机检查接线及调试\r\n11.其他要求：满足设计、相关图集、标准及招标文件技术要求  ","台","1","","5388.54","5388.54",""]
["2","030108003003","","离心式管道风机2000（m³/h） ","1.名称：离心式管道风机2000（m³/h）\r\n2.系统编号：详设计\r\n3.型号：详设计\r\n4.规格：额定工况：详设计\r\n5.质量：详设计 \r\n6.材质：综合考虑 \r\n7.设备支吊架、橡胶垫、弹簧减震吊架制作安装及除锈刷油综合考虑并计入综合单价 \r\n8.灌浆配合比：详设计 \r\n9.单机试运转要求：详设计及满足规范要求\r\n10.含电机检查接线及调试\r\n11.其他要求：满足设计、相关图集、标准及招标文件技术要求  ","台","1","","2281.24","2281.24",""]
["3","030108001010","","隔墙用百叶窗换气扇","1.名称:隔墙用百叶窗换气扇\r\n2.型号.规格:详设计\r\n3.减振支吊架制作安装\r\n4.含柔性接头","台","2","","240.22","480.44",""]
["4","030108001012","","管道式换气扇P-150(带止回功能)","1.名称:管道式换气扇P-150(带止回功能)\r\n2.型号.规格:详设计\r\n3.含柔性接头","台","73","","186.09","13584.57",""]
["5","030108001012","","管道式换气扇P-600(带止回功能)","1.名称:管道式换气扇P-600(带止回功能)\r\n2.型号.规格:详设计\r\n3.含柔性接头","台","22","","186.09","4093.98",""]
["6","030703001020","","70℃防火阀 200*120","1.名称:70℃防火阀\r\n2.型号.规格:200*120\r\n3.材质:碳钢","个","5","","277.32","1386.60",""]
["7","030703001020","","70℃防火阀 400*200","1.名称:70℃防火阀\r\n2.型号.规格:160*120\r\n3.材质:碳钢","个","10","","316.41","3164.10",""]
["8","030703001020","","70℃防火阀 1200*200","1.名称:70℃防火阀\r\n2.型号.规格:1200*200\r\n3.材质:碳钢","个","1","","475.47","475.47",""]
["9","030703001020","","70℃防火阀 630*200","1.名称:70℃防火阀\r\n2.型号.规格:630*200\r\n3.材质:碳钢","个","3","","338.22","1014.66",""]
["10","030703007013","","单层格栅风口带风阀 500*300","1.名称:单层格栅风口带风阀 \r\n2.型号.规格:500*300\r\n3.材质:铝合金","个","3","","231.31","693.93",""]
["11","030703007013","","单层格栅风口带风阀 600*400","1.名称:单层格栅风口带风阀 \r\n2.型号.规格:600*400\r\n3.材质:铝合金","个","1","","287.13","287.13",""]
["12","030703007013","","止回风阀 630*200","1.名称:止回风阀\r\n2.型号.规格:630*200\r\n3.材质:铝合金","个","3","","300.97","902.91",""]
["13","030702006028","","固定挡烟垂壁","1.名称:固定挡烟垂壁\r\n2.材质:防火玻璃\r\n3.板材厚度 \r\n4.管件、法兰等附件及支架设计要求 \r\n5.接口形式","m2","45.21","","316.15","14293.14",""]
["14","030703007024","","防鼠防虫网 10*10","1.名称:防鼠防虫网 \r\n2.型号.规格:10*10","个","2","","110.30","220.60",""]
["15","030703007036","","防雨百叶带过滤网 200*200","1.名称：防雨百叶带过滤网\r\n2.型号：详设计 \r\n3.规格：200*200\r\n4.类型：详设计\r\n5.形式：综合考虑\r\n6.其他详设计及满足规范要求","个","31","","137.15","4251.65",""]
["16","030703007036","","防雨百叶带过滤网 300*200","1.名称：防雨百叶带过滤网\r\n2.型号：详设计 \r\n3.规格：300*200\r\n4.类型：详设计\r\n5.形式：综合考虑\r\n6.其他详设计及满足规范要求","个","15","","166.46","2496.90",""]
["17","030703007036","","防雨百叶带过滤网 400*200","1.名称：防雨百叶带过滤网\r\n2.型号：详设计 \r\n3.规格：400*200\r\n4.类型：详设计\r\n5.形式：综合考虑\r\n6.其他详设计及满足规范要求","个","1","","171.91","171.91",""]
["18","030703007036","","防雨百叶带过滤网 400*300","1.名称：防雨百叶带过滤网\r\n2.型号：详设计 \r\n3.规格：400*300\r\n4.类型：详设计\r\n5.形式：综合考虑\r\n6.其他详设计及满足规范要求","个","2","","206.76","413.52",""]
["19","030703007036","","防雨百叶带过滤网 500*200","1.名称：防雨百叶带过滤网\r\n2.型号：详设计 \r\n3.规格：500*200\r\n4.类型：详设计\r\n5.形式：综合考虑\r\n6.其他详设计及满足规范要求","个","1","","226.96","226.96",""]
["20","030703007036","","防雨百叶带过滤网 1200*200","1.名称：防雨百叶带过滤网\r\n2.型号：详设计 \r\n3.规格：1200*200\r\n4.类型：详设计\r\n5.形式：综合考虑\r\n6.其他详设计及满足规范要求","个","1","","380.28","380.28",""]
["21","030108003149","","纳米光子净化装置 L=6000CMH","1.名称：纳米光子净化装置 \r\n2.型号、规格：L=6000CMH\r\n3.安装方式、部位：综合考虑\r\n4.减震装置，型钢支吊架制作安装和除锈刷油防腐：满足验收规范要求\r\n5.含本体安装、接地，电机检查接线和调试\r\n6.包括风机进出口与风管连接时采用的保温不燃柔性软风管连接\r\n7.各类转运及设备吊装就位、电源配管与设备连接间的金属软管，单根软管长度综合考虑;综合考虑\r\n8.其他要求：满足相关标准图集、规范、设计及验收要求等","台","1","","8666.94","8666.94",""]
["22","030702001025","","镀锌钢板风管 B≤320 δ=0.75","1.名称:镀锌钢板风管\r\n2.材质:镀锌钢板 \r\n3.形状:矩形 \r\n4.规格:B≤320 δ=0.75\r\n5.板材厚度 \r\n6.管件、法兰等附件及支架设计要求 \r\n7.接口形式","m2","193.18","","174.18","33648.09",""]
["23","030702001026","","镀锌钢板风管 B≤450 δ=0.75","1.名称:镀锌钢板风管\r\n2.材质:镀锌钢板 \r\n3.形状:矩形 \r\n4.规格:B≤450 δ=0.75\r\n5.板材厚度 \r\n6.管件、法兰等附件及支架设计要求 \r\n7.接口形式","m2","22.56","","141.25","3186.60",""]
["24","030702001027","","镀锌钢板风管 B≤1000 δ=1.0","1.名称:镀锌钢板风管\r\n2.材质:镀锌钢板 \r\n3.形状:矩形 \r\n4.规格:B≤1000 δ=1.0\r\n5.板材厚度 \r\n6.管件、法兰等附件及支架设计要求 \r\n7.接口形式","m2","20.8","","125.95","2619.76",""]
["25","030702001027","","镀锌钢板风管 B≤1500 δ=1.2","1.名称:镀锌钢板风管\r\n2.材质:镀锌钢板 \r\n3.形状:矩形 \r\n4.规格:B≤1500 δ=1.2\r\n5.板材厚度 \r\n6.管件、法兰等附件及支架设计要求 \r\n7.接口形式","m2","18.98","","133.99","2543.13",""]
["26","030704002029","","风管漏光试验、漏风试验","风管漏光试验、漏风试验","m2","255.52","","4.27","1091.07",""]
["27","031208003352","","不燃离心玻璃棉保温","1.名称:不燃离心玻璃棉保温\r\n2.绝热厚度及管径:综合考虑 \r\n3.包含所需的各类附件\r\n4.其他要求：满足相关标准图集、规范、设计及验收要求等","m3","14.58","","1066.29","15546.51",""]
["28","031208003232","","防火包裹（无石棉纤维增强硅酸钙耐火板）","1.名称：防火包裹（无石棉纤维增强硅酸钙耐火板）\r\n2.耐火板厚度：综合考虑\r\n3.含耐火板、岩棉保温、龙骨、支架及附件制作安装及除锈刷油防腐\r\n4.其他要求：满足相关标准图集、规范、设计及验收要求等","m2","51.1","","134.42","6868.86",""]
[" "," ","","分部小计 ",""," "," ",""," ","130379.49"," "]
[" "," ","","单价措施项目清单 ",""," "," ",""," "," "," "]
[" "," ","","其他措施项目 ",""," "," ",""," "," "," "]
["29","031302007001","","高层施工增加费"," ","项"," ",""," ","",""]
[" "," ","","分部小计 ",""," "," ",""," "," "," "]
[" "," ","","专业措施项目 ",""," "," ",""," "," "," "]
["30","031301001001","","吊装加固"," ","项"," ",""," ","",""]
["31","031301002001","","金属抱杆安装拆除、移位"," ","项"," ",""," ","",""]
["32","031301003001","","平台铺设、拆除"," ","项"," ",""," ","",""]
["33","031301004001","","顶升、提升装置"," ","项"," ",""," ","",""]
["34","031301005001","","大型设备专用机具"," ","项"," ",""," ","",""]
["35","031301006001","","焊接工艺评定"," ","项"," ",""," ","",""]
["36","031301007001","","胎（模）具制作、安装、拆除"," ","项"," ",""," ","",""]
["37","031301008001","","防护棚制作安装拆除"," ","项"," ",""," ","",""]
["38","031301009001","","特殊地区施工增加"," ","项"," ",""," ","",""]
["39","031301010001","","安装与生产同时进行施工增加"," ","项"," ",""," ","",""]
["40","031301011001","","在有害身体健康环境中施工增加"," ","项"," ",""," ","",""]
["41","031301012001","","工程系统检测、检验"," ","项"," ",""," ","",""]
["42","031301013001","","设备、管道施工的安全、防冻和焊接保护"," ","项"," ",""," ","",""]
["43","031301014001","","焦炉烘炉、热态工程"," ","项"," ",""," ","",""]
["44","031301015001","","管道安拆后的充气保护"," ","项"," ",""," ","",""]
["45","031301016001","","隧道内施工的通风、供水、供气、供电、照明及通讯设施"," ","项"," ",""," ","",""]
["46","031301017001","","脚手架搭拆"," ","项","1","","863.85","863.85",""]
["47","031301018001","","其他措施"," ","项"," ",""," ","",""]
[" "," ","","分部小计 ",""," "," ",""," ","863.85"," "]
[" "," ","","分部小计 ",""," "," ",""," ","863.85"," "]
["合　　计","","","","","","","","","131243.34",""]

{"sheet":"F.4 总价措施项目清单计价表(表-11)【综合实训楼1-~6","index":95,"n_rows":15,"n_cols":12,"rows_kept":15,"merged":[[0,0,0,11],[1,0,1,1],[1,2,1,5],[1,6,1,7],[1,8,1,11],[2,1,2,2],[2,3,2,4],[2,8,2,9],[3,1,3,2],[3,3,3,4],[3,8,3,9],[4,1,4,2],[4,3,4,4],[4,8,4,9],[5,1,5,2],[5,3,5,4],[5,8,5,9],[6,1,6,2],[6,3,6,4],[6,8,6,9],[7,1,7,2],[7,3,7,4],[7,8,7,9],[8,1,8,2],[8,3,8,4],[8,8,8,9],[9,1,9,2],[9,3,9,4],[9,8,9,9],[10,1,10,2],[10,3,10,4],[10,8,10,9],[11,1,11,2],[11,3,11,4],[11,8,11,9],[12,1,12,2],[12,3,12,4],[12,8,12,9],[13,1,13,2],[13,3,13,4],[13,8,13,9],[14,0,14,6],[14,8,14,9]],"flags":["formulas_cached_only"]}
["总价措施项目清单计价表","","","","","","","","","","",""]
["工程名称：","","凉山州科教园区暨医学类教育服务项目\\综合实训楼1-4#【1-4#综合实训楼-空调防排烟】","","","","标段：","","","","",""]
["序 号","项目编码","","项目名称","","计算基础","费率\r\n（%）","金额\r\n（元）","调整费率\r\n(%)","","调整后\r\n金额(元)","备注"]
["1","031302001001","","安全文明施工费",""," "," ","4649.48","","",""," "]
["1.1","①","","环境保护费","","分部分项工程及单价措施项目(定额人工费+定额机械费)","1.1","367.94","","",""," "]
["1.2","②","","文明施工费","","分部分项工程及单价措施项目(定额人工费+定额机械费)","2.5","836.24","","",""," "]
["1.3","③","","安全施工费","","分部分项工程及单价措施项目(定额人工费+定额机械费)","3.9","1304.53","","",""," "]
["1.4","④","","临时设施费","","分部分项工程及单价措施项目(定额人工费+定额机械费)","6.4","2140.77","","",""," "]
["2","031302002001","","夜间施工增加费",""," "," ","160.56","","",""," "]
["3","031302003001","","非夜间施工增加",""," "," ","","","",""," "]
["4","031302004001","","二次搬运费",""," "," ","76.93","","",""," "]
["5","031302005001","","冬雨季施工增加费",""," "," ","120.42","","",""," "]
["6","031302006001","","已完工程及设备保护费",""," "," ","","","",""," "]
["7","031302008001","","工程定位复测费",""," "," ","30.10","","",""," "]
["合　　计","","","","","","","5037.49","-","","-","-"]

{"sheet":"H 规费、税金项目清单计价表(表-13)【综合实训楼1-4~2","index":96,"n_rows":7,"n_cols":6,"rows_kept":7,"merged":[[0,0,0,5],[1,1,1,2],[1,3,1,4],[6,0,6,4]],"flags":["formulas_cached_only"]}
["规费、税金项目计价表","","","","",""]
["工程名称：","凉山州科教园区暨医学类教育服务项目\\综合实训楼1-4#【1-4#综合实训楼-空调防排烟】","","标段：","",""]
["序号","项目名称","计算基础","计算基数","计算费率（％）","金额(元)"]
["1","规费","分部分项定额人工费+单价措施项目定额人工费","30340.72","8.36","2536.48"]
["2","销项增值税额","分部分项工程费+措施项目费+其他项目费+规费+按实计算费用+创优质工程奖补偿奖励费-按规定不计税的工程设备金额-除税甲供材料（设备）费","138817.31","9","12493.56"]
["3","附加税","分部分项工程费+措施项目费+其他项目费+规费+按实计算费用+创优质工程奖补偿奖励费-按规定不计税的工程设备金额-除税甲供材料（设备）费","138817.31","0.313","434.50"]
["合计","","","","","15464.54"]

{"sheet":"L.2 承包人提供主要材料和工程设备一览表(表-21)【~11","index":97,"n_rows":29,"n_cols":10,"rows_kept":29,"merged":[[0,0,0,9],[1,1,1,4],[1,5,1,7],[1,8,1,9],[2,4,2,5],[3,4,3,5],[4,4,4,5],[5,4,5,5],[6,4,6,5],[7,4,7,5],[8,4,8,5],[9,4,9,5],[10,4,10,5],[11,4,11,5],[12,4,12,5],[13,4,13,5],[14,4,14,5],[15,4,15,5],[16,4,16,5],[17,4,17,5],[18,4,18,5],[19,4,19,5],[20,4,20,5],[21,4,21,5],[22,4,22,5],[23,4,23,5],[24,4,24,5],[25,4,25,5],[26,4,26,5],[27,4,27,5],[28,4,28,5]],"flags":["formulas_cached_only"]}
[" 承包人提供主要材料和工程设备一览表\r\n（适用造价信息差额调整法）","","","","","","","","",""]
["工程名称：","凉山州科教园区暨医学类教育服务项目\\综合实训楼1-4#【1-4#综合实训楼-空调防排烟】","","","","标段：","","","",""]
["序号","名称、规格、型号","单位","数量","风险系数(%)","","基准单价(元)","投标单价(元)","发承包人确认单价(元)","备注"]
["1","管道式换气扇P-150(带止回功能)","台","73"," ","","95.00","",""," "]
["2","单层格栅风口带风阀 500*300","个","3.03"," ","","128.70","",""," "]
["3","防雨百叶带过滤网 200*200","个","31.31"," ","","81.00","",""," "]
["4","防雨百叶带过滤网 400*300","个","2.02"," ","","104.40","",""," "]
["5","防雨百叶带过滤网 500*200","个","1.01"," ","","124.40","",""," "]
["6","柜式离心风机6800（m3/h）","台","1"," ","","4950.00","",""," "]
["7","隔墙用百叶窗换气扇","台","2"," ","","95.00","",""," "]
["8","70℃防火阀 200*120","个","5.05"," ","","135.00","",""," "]
["9","70℃防火阀 400*200","个","10.1"," ","","173.70","",""," "]
["10","70℃防火阀 630*200","个","3.03"," ","","195.30","",""," "]
["11","单层格栅风口带风阀 600*400","个","1.01"," ","","150.30","",""," "]
["12","止回风阀 630*200","个","3.03"," ","","199.80","",""," "]
["13","防鼠防虫网 10*10","个","2.02"," ","","90.00","",""," "]
["14","防雨百叶带过滤网 400*200","个","1.01"," ","","104.40","",""," "]
["15","纳米光子净化装置 L=6000CMH","台","1"," ","","8100.00","",""," "]
["16","70℃防火阀 1200*200","个","1.01"," ","","257.40","",""," "]
["17","防雨百叶带过滤网 1200*200","个","1.01"," ","","197.10","",""," "]
["18","离心式管道风机2000（m3/h）","台","1"," ","","2160.00","",""," "]
["19","管道式换气扇P-600(带止回功能)","台","22"," ","","95.00","",""," "]
["20","防火玻璃","m2","45.662"," ","","245.00","",""," "]
["21","防雨百叶带过滤网 300*200","个","15.15"," ","","99.00","",""," "]
["22","镀锌钢板 0.75mm","m2","254.573"," ","","29.27","",""," "]
["23","镀锌钢板 1.0mm","m2","24.544"," ","","37.37","",""," "]
["24","镀锌钢板 1.2mm","m2","22.396"," ","","44.84","",""," "]
["25","铝箔离心玻璃棉板","m3","15.017"," ","","720.00","",""," "]
["26","无石棉纤维增强硅酸盐板","m3","55.955"," ","","63.00","",""," "]

{"sheet":"E.3 单位工程招标控制价汇总表(表-04)【学生宿舍6-1~","index":98,"n_rows":24,"n_cols":5,"rows_kept":24,"merged":[[0,0,0,4],[1,0,1,1],[2,1,2,2],[3,1,3,2],[4,1,4,2],[5,1,5,2],[6,1,6,2],[7,1,7,2],[8,1,8,2],[9,1,9,2],[10,1,10,2],[11,1,11,2],[12,1,12,2],[13,1,13,2],[14,1,14,2],[15,1,15,2],[16,1,16,2],[17,1,17,2],[18,1,18,2],[19,1,19,2],[20,1,20,2],[21,1,21,2],[22,1,22,2],[23,0,23,2]],"flags":["formulas_cached_only"]}
["单位工程招标控制价汇总表","","","",""]
["工程名称：","","凉山州科教园区暨医学类教育服务项目\\学生宿舍6-1#【6-1#学生宿舍-消防电气】","标段：",""]
["序号","汇总内容","","金  额（元）","其中:暂估价(元)"]
["1","分部分项及单价措施项目","","48828.62"," "]
[" ","火灾报警系统 ","","14520.75"," "]
[" ","广播系统 ",""," "," "]
[" ","防火门监控系统 ","","2760.96"," "]
[" ","电气火灾监控系统 ","","2666.99"," "]
[" ","消防设备电源监控系统 ","","4089.67"," "]
[" ","集中控制应急照明系统 ","","24465.50"," "]
["2","总价措施项目","","2264.78","-"]
["2.1","其中：安全文明施工费","","2090.34","-"]
["3","其他项目",""," ","-"]
["3.1","其中：暂列金额",""," ","-"]
["3.2","其中：专业工程暂估价",""," ","-"]
["3.3","其中：计日工",""," ","-"]
["3.4","其中：总承包服务费",""," ","-"]
["4","规费","","1229.65","-"]
["5","创优质工程奖补偿奖励费",""," ","-"]
["6","税前不含税工程造价","","52323.05","-"]
["6.1","其中：除税甲供材料（设备）费",""," ","-"]
["7","销项增值税额","","4709.07","-"]
["8","附加税","","163.77","-"]
[" 招标控制价/投标报价总价合计=税前不含税工程造价+销项增值税额+附加税","","","57195.89"," "]

{"sheet":"F.1.1 分部分项工程和单价措施项目清单与计价表(表-~16","index":99,"n_rows":66,"n_cols":11,"rows_kept":66,"merged":[[0,0,0,10],[1,0,1,1],[1,2,1,6],[1,7,1,8],[1,9,1,10],[2,0,4,0],[2,1,4,2],[2,3,4,3],[2,4,4,4],[2,5,4,5],[2,6,4,7],[2,8,2,10],[3,8,4,8],[3,9,4,9],[5,1,5,2],[5,3,5,4],[5,6,5,7],[6,1,6,2],[6,6,6,7],[7,1,7,2],[7,6,7,7],[8,1,8,2],[8,6,8,7],[9,1,9,2],[9,3,9,4],[9,6,9,7],[10,1,10,2],[10,3,10,4],[10,6,10,7],[11,1,11,2],[11,3,11,4],[11,6,11,7],[12,1,12,2],[12,3,12,4],[12,6,12,7],[13,1,13,2],[13,6,13,7],[14,1,14,2],[14,6,14,7],[15,1,15,2],[15,6,15,7],[16,1,16,2],[16,3,16,4],[16,6,16,7],[17,1,17,2],[17,3,17,4],[17,6,17,7],[18,1,18,2],[18,6,18,7],[19,1,19,2],[19,6,19,7],[20,1,20,2],[20,3,20,4],[20,6,20,7],[21,1,21,2],[21,3,21,4],[21,6,21,7],[22,1,22,2],[22,6,22,7],[23,1,23,2],[23,6,23,7],[24,1,24,2],[24,6,24,7],[25,1,25,2],[25,3,25,4],[25,6,25,7],[26,1,26,2],[26,3,26,4],[26,6,26,7],[27,1,27,2],[27,6,27,7],[28,1,28,2],[28,6,28,7],[29,1,29,2],[29,6,29,7],[30,1,30,2],[30,6,30,7],[31,1,31,2],[31,6,31,7],[32,1,32,2],[32,6,32,7],[33,1,33,2],[33,6,33,7],[34,1,34,2],[34,6,34,7],[35,1,35,2],[35,6,35,7],[36,1,36,2],[36,6,36,7],[37,1,37,2],[37,6,37,7],[38,1,38,2],[38,6,38,7],[39,1,39,2],[39,3,39,4],[39,6,39,7],[40,1,40,2],[40,3,40,4],[40,6,40,7],[41,1,41,2],[41,3,41,4],[41,6,41,7],[42,1,42,2],[42,6,42,7],[43,1,43,2],[43,3,43,4],[43,6,43,7],[44,1,44,2],[44,3,44,4],[44,6,44,7],[45,1,45,2],[45,6,45,7],[46,1,46,2],[46,6,46,7],[47,1,47,2],[47,6,47,7],[48,1,48,2],[48,6,48,7],[49,1,49,2],[49,6,49,7],[50,1,50,2],[50,6,50,7],[51,1,51,2],[51,6,51,7],[52,1,52,2],[52,6,52,7],[53,1,53,2],[53,6,53,7],[54,1,54,2],[54,6,54,7],[55,1,55,2],[55,6,55,7],[56,1,56,2],[56,6,56,7],[57,1,57,2],[57,6,57,7],[58,1,58,2],[58,6,58,7],[59,1,59,2],[59,6,59,7],[60,1,60,2],[60,6,60,7],[61,1,61,2],[61,6,61,7],[62,1,62,2],[62,6,62,7],[63,1,63,2],[63,3,63,4],[63,6,63,7],[64,1,64,2],[64,3,64,4],[64,6,64,7],[65,0,65,8]],"flags":["formulas_cached_only"]}
["分部分项工程和单价措施项目清单与计价表","","","","","","","","","",""]
["工程名称：","","凉山州科教园区暨医学类教育服务项目\\学生宿舍6-1#【6-1#学生宿舍-消防电气】","","","","","标段：","","",""]
["序号","项目编码","","项目名称","项目特征","计量\r\n单位","工程\r\n量","","金额（元）","",""]
["","","","","","","","","综合单价","合价","其   中"]
["","","","","","","","","","","暂估价"]
[" "," ","","火灾报警系统 ",""," "," ",""," "," "," "]
["1","030904003024","","消火栓按钮","1.名称：消火栓按钮 \r\n2.规格：详设计\r\n3.其他详设计及满足规范要求","个","49","","155.40","7614.60",""]
["2","030408002046","","控制电缆 WDZBN-YJY-4X4mm2","1.名称：控制电缆 \r\n2.型号：WDZN-YJY\r\n3.规格：4*4mm2  \r\n4.材质：铜芯 \r\n5.敷设方式、部位：井道、非井道综合考虑 \r\n6.电压等级（kV）：详设计 \r\n7.地形：详设计\r\n8.其他详设计及满足规范要求","m","400.73","","16.43","6583.99",""]
["3","030408007052","","控制电缆头 电缆芯数（芯） ≤6","1.名称：控制电缆头  \r\n2.型号：详设计 \r\n3.规格：电缆芯数（芯） ≤6 \r\n4.材质、类型：综合考虑 \r\n5.安装方式：详设计\r\n6.其他详设计及满足规范要求","个","4","","80.54","322.16",""]
[" "," ","","分部小计 ",""," "," ",""," ","14520.75"," "]
[" "," ","","广播系统 ",""," "," ",""," "," "," "]
[" "," ","","分部小计 ",""," "," ",""," "," "," "]
[" "," ","","防火门监控系统 ",""," "," ",""," "," "," "]
["4","030904008074","","防火门监控模块","1.名称：防火门监控模块 \r\n2.规格：二总线通讯,无极性,监视常闭防火门状态 \r\n3.类型：详设计 \r\n4.输出形式：综合考虑\r\n5.其他详设计及满足规范要求","个","2","","338.14","676.28",""]
["5","030507001075","","门磁开关","1.名称：门磁开关 \r\n2.类别：智能型,金属外壳,可直接接入防火门系统中,可用于单扇或双扇常闭防火门,占用一个地址,参考感应距离≤15mm。 \r\n3.探测范围：综合考虑 \r\n4.安装方式：综合考虑\r\n5.其他详设计及满足规范要求","套","2","","118.89","237.78",""]
["6","030411004078","","配线 WDZN-RYS-2*1.5mm2","1.名称：配线 \r\n2.配线形式：综合考虑 \r\n3.型号：WDZN-RYS \r\n4.规格：2*1.5mm2 \r\n5.材质：铜芯软线 \r\n6.配线部位：综合考虑 \r\n7.配线线制：详设计 \r\n8.钢索材质、规格：详设计\r\n9.其他详设计及满足规范要求","m","482.22","","3.83","1846.90",""]
[" "," ","","分部小计 ",""," "," ",""," ","2760.96"," "]
[" "," ","","电气火灾监控系统 ",""," "," ",""," "," "," "]
["7","030503006082","","电气火灾监控模块","1.名称：电气火灾监控模块\r\n2.类别：详设计 \r\n3.功能：综合考虑 \r\n4.规格：详设计\r\n5.其他详设计及满足规范要求","台","4","","460.54","1842.16",""]
["8","030411004081","","配线 WDZN-RYS-2*1.5mm2","1.名称：配线 \r\n2.配线形式：综合考虑 \r\n3.型号：WDZN-RYSP\r\n4.规格：2*1.5mm2 \r\n5.材质：铜芯软线 \r\n6.配线部位：综合考虑 \r\n7.配线线制：详设计 \r\n8.钢索材质、规格：详设计\r\n9.其他详设计及满足规范要求","m","215.36","","3.83","824.83",""]
[" "," ","","分部小计 ",""," "," ",""," ","2666.99"," "]
[" "," ","","消防设备电源监控系统 ",""," "," ",""," "," "," "]
["9","030503006082","","电压信号传感器","1.名称：电压信号传感器 \r\n2.类别：详设计 \r\n3.功能：综合考虑 \r\n4.规格：详设计\r\n5.其他详设计及满足规范要求","台","1","","266.86","266.86",""]
["10","030411004084","","配线 WDZN-RYSP-2*1.5mm2","1.名称：配线 \r\n2.配线形式：综合考虑 \r\n3.型号：WDZN-RYSP\r\n4.规格：2*1.5mm2 \r\n5.材质：铜芯软线 \r\n6.配线部位：综合考虑 \r\n7.配线线制：详设计 \r\n8.钢索材质、规格：详设计\r\n9.其他详设计及满足规范要求","m","412.83","","5.77","2382.03",""]
["11","030411004085","","配线 WDZB1N-BYJ(F)-2.5mm2","1.名称：配线 \r\n2.配线形式：综合考虑 \r\n3.型号：WDZB1N-BYJ(F)\r\n4.规格：2.5mm2 \r\n5.材质：铜芯线 \r\n6.配线部位：综合考虑 \r\n7.配线线制：详设计 \r\n8.钢索材质、规格：详设计\r\n9.其他详设计及满足规范要求","m","412.83","","3.49","1440.78",""]
[" "," ","","分部小计 ",""," "," ",""," ","4089.67"," "]
[" "," ","","集中控制应急照明系统 ",""," "," ",""," "," "," "]
["12","030404017007","","A型应急照明集中电源 KW-D-0.6KVA","1.名称：A型应急照明集中电源\r\n2.规格、型号：KW-D-0.6KVA\r\n3.安装形式：挂墙安装\r\n4.不含端子板外部接线、压铜接线端子\r\n5.含支架、开孔，配线，盘柜防火，堵洞等成套配置","台","2","","2053.71","4107.42",""]
["13","030412004081","","集中电源集中控制型消防应急标志灯(单面单向) KW-BLJC-1LEⅡ0.3W-915A","1.名称：集中电源集中控制型消防应急标志灯(单面单向)  \r\n2.规格、型号：KW-BLJC-1LEⅡ0.3W-915A\r\n3.安装形式：嵌墙安装,底边距地面0.5m\r\n4.满足设计图纸及验收规范要求","套","61","","58.52","3569.72",""]
["14","030412004081","","集中电源集中控制型多信息复合标志灯(双面单向) KW-BLJC-2OEⅠ0.3W-919T2A","1.名称：集中电源集中控制型多信息复合标志灯(双面单向) \r\n2.规格、型号：KW-BLJC-2OEⅠ0.3W-919T2A\r\n3.安装形式：吊装,吊顶下0.1m\r\n4.满足设计图纸及验收规范要求","套","20","","59.43","1188.60",""]
["15","030412004081","","楼层显示标志灯","1.名称：楼层显示标志灯\r\n2.规格、型号：详设计\r\n3.安装形式：壁装,底边距地面2.5m\r\n4.满足设计图纸及验收规范要求","套","14","","74.88","1048.32",""]
["16","030412004080","","集中电源集中控制型安全出口标志灯 KW-BLJC-1OEⅡ0.3W-918AA","1.名称：集中电源集中控制型安全出口标志灯   \r\n2.规格、型号：KW-BLJC-1OEⅡ0.3W-918AA\r\n3.安装形式：挂墙安装,门楣上0.1m\r\n4.满足设计图纸及验收规范要求","套","1","","63.79","63.79",""]
["17","030412004080","","集中电源集中控制型疏散出口标志灯 KW-BLJC-1OEⅡ0.3W-918A","1.名称：集中电源集中控制型疏散出口标志灯   \r\n2.规格、型号：KW-BLJC-1OEⅡ0.3W-918A \r\n3.安装形式：挂墙安装,门楣上0.1m\r\n4.满足设计图纸及验收规范要求","套","3","","58.52","175.56",""]
["18","030412004080","","集中电源集中控制型消防应急照明灯 KW-ZFJC-E5W-835B,600lm","1.名称：集中电源集中控制型消防应急照明灯   \r\n2.规格、型号：KW-ZFJC-E5W-835B,600lm\r\n3.安装形式：吸顶安装 \r\n4.满足设计图纸及验收规范要求","套","17","","63.90","1086.30",""]
["19","030412004080","","集中电源集中控制型消防应急照明灯（室外型） KW-ZFJC-E5W-835B,600lm","1.名称：集中电源集中控制型消防应急照明灯（室外型） \r\n2.规格、型号：KW-ZFJC-E5W-835B,600lm\r\n3.安装形式：壁装,底边距地面2.5m/门楣上0.1m，在室外或地面上设置时,防护等级不低于IP67。\r\n4.满足设计图纸及验收规范要求","套","61","","67.42","4112.62",""]
["20","030404032090","","无端子外部接线 ≤2.5mm2","1.名称：无端子外部接线 \r\n2.型号、规格：≤2.5mm2  \r\n3.满足设计图纸及验收规范要求","个","19","","8.32","158.08",""]
["21","030411004081","","配线 WDZCN-RYJS-2*2.5mm2","1.名称：配线 \r\n2.配线形式：综合考虑 \r\n3.型号：WDZCN-RYJS\r\n4.规格：2*2.5mm2\r\n5.材质：铜芯软线 \r\n6.配线部位：综合考虑 \r\n7.配线线制：详设计 \r\n8.钢索材质、规格：详设计\r\n9.其他详设计及满足规范要求","m","1689.4","","4.37","7382.68",""]
["22","030411004084","","配线 WDZCN-RYJSP-2*1.5mm2","1.名称：配线 \r\n2.配线形式：综合考虑 \r\n3.型号：WDZCN-RYJSP\r\n4.规格：2*1.5mm2 \r\n5.材质：铜芯软线 \r\n6.配线部位：综合考虑 \r\n7.配线线制：详设计 \r\n8.钢索材质、规格：详设计\r\n9.其他详设计及满足规范要求","m","232.39","","5.76","1338.57",""]
["23","030411001089","","金属软管 DN20","1.名称：金属软管 \r\n2.材质：过塑金属 \r\n3.规格： DN20\r\n4.其他：满足施工规范、验收规范及设计要求","m","5.2","","44.97","233.84",""]
[" "," ","","分部小计 ",""," "," ",""," ","24465.50"," "]
[" "," ","","单价措施项目清单 ",""," "," ",""," "," "," "]
[" "," ","","其他措施项目 ",""," "," ",""," "," "," "]
["24","031302007001","","高层施工增加费"," ","项"," ",""," ","",""]
[" "," ","","分部小计 ",""," "," ",""," "," "," "]
[" "," ","","专业措施项目 ",""," "," ",""," "," "," "]
["25","031301001001","","吊装加固"," ","项"," ",""," ","",""]
["26","031301002001","","金属抱杆安装拆除、移位"," ","项"," ",""," ","",""]
["27","031301003001","","平台铺设、拆除"," ","项"," ",""," ","",""]
["28","031301004001","","顶升、提升装置"," ","项"," ",""," ","",""]
["29","031301005001","","大型设备专用机具"," ","项"," ",""," ","",""]
["30","031301006001","","焊接工艺评定"," ","项"," ",""," ","",""]
["31","031301007001","","胎（模）具制作、安装、拆除"," ","项"," ",""," ","",""]
["32","031301008001","","防护棚制作安装拆除"," ","项"," ",""," ","",""]
["33","031301009001","","特殊地区施工增加"," ","项"," ",""," ","",""]
["34","031301010001","","安装与生产同时进行施工增加"," ","项"," ",""," ","",""]
["35","031301011001","","在有害身体健康环境中施工增加"," ","项"," ",""," ","",""]
["36","031301012001","","工程系统检测、检验"," ","项"," ",""," ","",""]
["37","031301013001","","设备、管道施工的安全、防冻和焊接保护"," ","项"," ",""," ","",""]
["38","031301014001","","焦炉烘炉、热态工程"," ","项"," ",""," ","",""]
["39","031301015001","","管道安拆后的充气保护"," ","项"," ",""," ","",""]
["40","031301016001","","隧道内施工的通风、供水、供气、供电、照明及通讯设施"," ","项"," ",""," ","",""]
["41","031301017001","","脚手架搭拆"," ","项","1","","324.75","324.75",""]
["42","031301018001","","其他措施"," ","项"," ",""," ","",""]
[" "," ","","分部小计 ",""," "," ",""," ","324.75"," "]
[" "," ","","分部小计 ",""," "," ",""," ","324.75"," "]
["合　　计","","","","","","","","","48828.62",""]

{"sheet":"F.4 总价措施项目清单计价表(表-11)【学生宿舍6-1#~","index":100,"n_rows":15,"n_cols":12,"rows_kept":15,"merged":[[0,0,0,11],[1,0,1,1],[1,2,1,5],[1,6,1,7],[1,8,1,11],[2,1,2,2],[2,3,2,4],[2,8,2,9],[3,1,3,2],[3,3,3,4],[3,8,3,9],[4,1,4,2],[4,3,4,4],[4,8,4,9],[5,1,5,2],[5,3,5,4],[5,8,5,9],[6,1,6,2],[6,3,6,4],[6,8,6,9],[7,1,7,2],[7,3,7,4],[7,8,7,9],[8,1,8,2],[8,3,8,4],[8,8,8,9],[9,1,9,2],[9,3,9,4],[9,8,9,9],[10,1,10,2],[10,3,10,4],[10,8,10,9],[11,1,11,2],[11,3,11,4],[11,8,11,9],[12,1,12,2],[12,3,12,4],[12,8,12,9],[13,1,13,2],[13,3,13,4],[13,8,13,9],[14,0,14,6],[14,8,14,9]],"flags":["formulas_cached_only"]}
["总价措施项目清单计价表","","","","","","","","","","",""]
["工程名称：","","凉山州科教园区暨医学类教育服务项目\\学生宿舍6-1#【6-1#学生宿舍-消防电气】","","","","标段：","","","","",""]
["序 号","项目编码","","项目名称","","计算基础","费率\r\n（%）","金额\r\n（元）","调整费率\r\n(%)","","调整后\r\n金额(元)","备注"]
["1","031302001001","","安全文明施工费",""," "," ","2090.34","","",""," "]
["1.1","①","","环境保护费","","分部分项工程及单价措施项目(定额人工费+定额机械费)","1.1","165.42","","",""," "]
["1.2","②","","文明施工费","","分部分项工程及单价措施项目(定额人工费+定额机械费)","2.5","375.96","","",""," "]
["1.3","③","","安全施工费","","分部分项工程及单价措施项目(定额人工费+定额机械费)","3.9","586.50","","",""," "]
["1.4","④","","临时设施费","","分部分项工程及单价措施项目(定额人工费+定额机械费)","6.4","962.46","","",""," "]
["2","031302002001","","夜间施工增加费",""," "," ","72.18","","",""," "]
["3","031302003001","","非夜间施工增加",""," "," ","","","",""," "]
["4","031302004001","","二次搬运费",""," "," ","34.59","","",""," "]
["5","031302005001","","冬雨季施工增加费",""," "," ","54.14","","",""," "]
["6","031302006001","","已完工程及设备保护费",""," "," ","","","",""," "]
["7","031302008001","","工程定位复测费",""," "," ","13.53","","",""," "]
["合　　计","","","","","","","2264.78","-","","-","-"]

{"sheet":"H 规费、税金项目清单计价表(表-13)【学生宿舍6-1#‖~","index":101,"n_rows":7,"n_cols":6,"rows_kept":7,"merged":[[0,0,0,5],[1,1,1,2],[1,3,1,4],[6,0,6,4]],"flags":["formulas_cached_only"]}
["规费、税金项目计价表","","","","",""]
["工程名称：","凉山州科教园区暨医学类教育服务项目\\学生宿舍6-1#【6-1#学生宿舍-消防电气】","","标段：","",""]
["序号","项目名称","计算基础","计算基数","计算费率（％）","金额(元)"]
["1","规费","分部分项定额人工费+单价措施项目定额人工费","14708.72","8.36","1229.65"]
["2","销项增值税额","分部分项工程费+措施项目费+其他项目费+规费+按实计算费用+创优质工程奖补偿奖励费-按规定不计税的工程设备金额-除税甲供材料（设备）费","52323.05","9","4709.07"]
["3","附加税","分部分项工程费+措施项目费+其他项目费+规费+按实计算费用+创优质工程奖补偿奖励费-按规定不计税的工程设备金额-除税甲供材料（设备）费","52323.05","0.313","163.77"]
["合计","","","","","6102.49"]

{"sheet":"L.2 承包人提供主要材料和工程设备一览表(表-21)【学生~","index":102,"n_rows":25,"n_cols":10,"rows_kept":25,"merged":[[0,0,0,9],[1,1,1,4],[1,5,1,7],[1,8,1,9],[2,4,2,5],[3,4,3,5],[4,4,4,5],[5,4,5,5],[6,4,6,5],[7,4,7,5],[8,4,8,5],[9,4,9,5],[10,4,10,5],[11,4,11,5],[12,4,12,5],[13,4,13,5],[14,4,14,5],[15,4,15,5],[16,4,16,5],[17,4,17,5],[18,4,18,5],[19,4,19,5],[20,4,20,5],[21,4,21,5],[22,4,22,5],[23,4,23,5],[24,4,24,5]],"flags":["formulas_cached_only"]}
[" 承包人提供主要材料和工程设备一览表\r\n（适用造价信息差额调整法）","","","","","","","","",""]
["工程名称：","凉山州科教园区暨医学类教育服务项目\\学生宿舍6-1#【6-1#学生宿舍-消防电气】","","","","标段：","","","",""]
["序号","名称、规格、型号","单位","数量","风险系数(%)","","基准单价(元)","投标单价(元)","发承包人确认单价(元)","备注"]
["1","消火栓按钮","个","49"," ","","22.82","",""," "]
["2","门磁开关","套","2"," ","","90.00","",""," "]
["3","电气火灾监控模块","台","4"," ","","167.40","",""," "]
["4","配线 WDZN-RYS-2*1.5mm2","m","753.387"," ","","2.37","",""," "]
["5","集中电源集中控制型消防应急标志灯(单面单向) KW-BLJC-1LEⅡ0.3W-915A","套","61.61"," ","","27.00","",""," "]
["6","集中电源集中控制型多信息复合标志灯(双面单向) KW-BLJC-2OEⅠ0.3W-919T2A","套","20.2"," ","","27.90","",""," "]
["7","楼层显示标志灯","套","14.14"," ","","43.20","",""," "]
["8","集中电源集中控制型安全出口标志灯 KW-BLJC-1OEⅡ0.3W-918AA","套","1.01"," ","","32.22","",""," "]
["9","集中电源集中控制型疏散出口标志灯 KW-BLJC-1OEⅡ0.3W-918A","套","3.03"," ","","27.00","",""," "]
["10","集中电源集中控制型消防应急照明灯 KW-ZFJC-E5W-835B,600lm","套","17.17"," ","","32.40","",""," "]
["11","集中电源集中控制型消防应急照明灯（室外型） KW-ZFJC-E5W-835B,600lm","套","61.61"," ","","32.40","",""," "]
["12","无端子外部接线 ≤2.5mm2","个","19"," ","","4.50","",""," "]
["13","配线 WDZCN-RYJS-2*2.5mm2","m","1824.552"," ","","2.73","",""," "]
["14","配线 WDZCN-RYJSP-2*1.5mm2","m","250.981"," ","","4.16","",""," "]
["15","金属软管 DN20","m","5.356"," ","","2.45","",""," "]
["16","控制电缆头 电缆芯数（芯） ≤6","个","4"," ","","9.00","",""," "]
["17","A型应急照明集中电源 KW-D-0.6KVA","台","2"," ","","1260.00","",""," "]
["18","防火门监控模块","个","2"," ","","45.00","",""," "]
["19","电压信号传感器","台","1"," ","","187.20","",""," "]
["20","配线 WDZN-RYSP-2*1.5mm2","m","445.856"," ","","4.17","",""," "]
["21","配线 WDZB1N-BYJ(F)-2.5mm2","m","478.883"," ","","1.83","",""," "]
["22","控制电缆 WDZBN-YJY-4X4mm2","m","404.737"," ","","10.31","",""," "]

{"sheet":"E.3 单位工程招标控制价汇总表(表-04)【学生宿舍6-~1","index":103,"n_rows":19,"n_cols":5,"rows_kept":19,"merged":[[0,0,0,4],[1,0,1,1],[2,1,2,2],[3,1,3,2],[4,1,4,2],[5,1,5,2],[6,1,6,2],[7,1,7,2],[8,1,8,2],[9,1,9,2],[10,1,10,2],[11,1,11,2],[12,1,12,2],[13,1,13,2],[14,1,14,2],[15,1,15,2],[16,1,16,2],[17,1,17,2],[18,0,18,2]],"flags":["formulas_cached_only"]}
["单位工程招标控制价汇总表","","","",""]
["工程名称：","","凉山州科教园区暨医学类教育服务项目\\学生宿舍6-1#【6-1#学生宿舍-消防水】","标段：",""]
["序号","汇总内容","","金  额（元）","其中:暂估价(元)"]
["1","分部分项及单价措施项目","","178202.34"," "]
[" ","0309 消火栓系统 ","","176241.83"," "]
["2","总价措施项目","","8169.36","-"]
["2.1","其中：安全文明施工费","","7540.12","-"]
["3","其他项目",""," ","-"]
["3.1","其中：暂列金额",""," ","-"]
["3.2","其中：专业工程暂估价",""," ","-"]
["3.3","其中：计日工",""," ","-"]
["3.4","其中：总承包服务费",""," ","-"]
["4","规费","","4283.61","-"]
["5","创优质工程奖补偿奖励费",""," ","-"]
["6","税前不含税工程造价","","190655.31","-"]
["6.1","其中：除税甲供材料（设备）费",""," ","-"]
["7","销项增值税额","","17158.98","-"]
["8","附加税","","596.75","-"]
[" 招标控制价/投标报价总价合计=税前不含税工程造价+销项增值税额+附加税","","","208411.04"," "]

{"sheet":"F.1.1 分部分项工程和单价措施项目清单与计价表(表-~17","index":104,"n_rows":54,"n_cols":11,"rows_kept":54,"merged":[[0,0,0,10],[1,0,1,1],[1,2,1,6],[1,7,1,8],[1,9,1,10],[2,0,4,0],[2,1,4,2],[2,3,4,3],[2,4,4,4],[2,5,4,5],[2,6,4,7],[2,8,2,10],[3,8,4,8],[3,9,4,9],[5,1,5,2],[5,3,5,4],[5,6,5,7],[6,1,6,2],[6,6,6,7],[7,1,7,2],[7,6,7,7],[8,1,8,2],[8,6,8,7],[9,1,9,2],[9,6,9,7],[10,1,10,2],[10,6,10,7],[11,1,11,2],[11,6,11,7],[12,1,12,2],[12,6,12,7],[13,1,13,2],[13,6,13,7],[14,1,14,2],[14,6,14,7],[15,1,15,2],[15,6,15,7],[16,1,16,2],[16,6,16,7],[17,1,17,2],[17,6,17,7],[18,1,18,2],[18,6,18,7],[19,1,19,2],[19,6,19,7],[20,1,20,2],[20,6,20,7],[21,1,21,2],[21,6,21,7],[22,1,22,2],[22,6,22,7],[23,1,23,2],[23,6,23,7],[24,1,24,2],[24,6,24,7],[25,1,25,2],[25,6,25,7],[26,1,26,2],[26,6,26,7],[27,1,27,2],[27,3,27,4],[27,6,27,7],[28,1,28,2],[28,3,28,4],[28,6,28,7],[29,1,29,2],[29,3,29,4],[29,6,29,7],[30,1,30,2],[30,6,30,7],[31,1,31,2],[31,3,31,4],[31,6,31,7],[32,1,32,2],[32,3,32,4],[32,6,32,7],[33,1,33,2],[33,6,33,7],[34,1,34,2],[34,6,34,7],[35,1,35,2],[35,6,35,7],[36,1,36,2],[36,6,36,7],[37,1,37,2],[37,6,37,7],[38,1,38,2],[38,6,38,7],[39,1,39,2],[39,6,39,7],[40,1,40,2],[40,6,40,7],[41,1,41,2],[41,6,41,7],[42,1,42,2],[42,6,42,7],[43,1,43,2],[43,6,43,7],[44,1,44,2],[44,6,44,7],[45,1,45,2],[45,6,45,7],[46,1,46,2],[46,6,46,7],[47,1,47,2],[47,6,47,7],[48,1,48,2],[48,6,48,7],[49,1,49,2],[49,6,49,7],[50,1,50,2],[50,6,50,7],[51,1,51,2],[51,3,51,4],[51,6,51,7],[52,1,52,2],[52,3,52,4],[52,6,52,7],[53,0,53,8]],"flags":["formulas_cached_only"]}
["分部分项工程和单价措施项目清单与计价表","","","","","","","","","",""]
["工程名称：","","凉山州科教园区暨医学类教育服务项目\\学生宿舍6-1#【6-1#学生宿舍-消防水】","","","","","标段：","","",""]
["序号","项目编码","","项目名称","项目特征","计量\r\n单位","工程\r\n量","","金额（元）","",""]
["","","","","","","","","综合单价","合价","其   中"]
["","","","","","","","","","","暂估价"]
[" "," ","","0309 消火栓系统 ",""," "," ",""," "," "," "]
["1","030901002001","","内外壁热浸镀锌加厚钢管 DN65","1.安装部位：室内 \r\n2.材质：内外壁热浸镀锌加厚钢管\r\n3.型号、规格：DN65mm\r\n4.连接形式：卡箍连接\r\n5.含直管、管件费等\r\n6.按规范要求对管道进行吹扫、冲洗、水压试验等\r\n7.其它：满足设计及规范要求","m","135.51","","91.04","12336.83",""]
["2","030901002002","","内外壁热浸镀锌加厚钢管 DN100","1.安装部位：室内\r\n2.材质：内外壁热浸镀锌加厚钢管\r\n3.型号、规格：DN100mm\r\n4.连接形式：卡箍连接\r\n5.含直管、管件费等\r\n6.按规范要求对管道进行吹扫、冲洗、水压试验等\r\n7.其它：满足设计及规范要求","m","304.23","","123.49","37569.36",""]
["3","030901002001","","内外壁热浸镀锌钢管 DN65","1.安装部位：室内 \r\n2.材质：内外壁热浸镀锌加厚钢管\r\n3.型号、规格：DN65mm\r\n4.连接形式：卡箍连接\r\n5.含直管、管件费等\r\n6.按规范要求对管道进行吹扫、冲洗、水压试验等\r\n7.其它：满足设计及规范要求","m","64.68","","78.05","5048.27",""]
["4","030901002002","","内外壁热浸镀锌钢管 DN100","1.安装部位：室内\r\n2.材质：内外壁热浸镀锌加厚钢管\r\n3.型号、规格：DN100mm\r\n4.连接形式：卡箍连接\r\n5.含直管、管件费等\r\n6.按规范要求对管道进行吹扫、冲洗、水压试验等\r\n7.其它：满足设计及规范要求","m","130.88","","111.23","14557.78",""]
["5","030901002002","","内外壁热浸镀锌加厚钢管 DN150","1.安装部位：室内\r\n2.材质：内外壁热浸镀锌加厚钢管\r\n3.型号、规格：DN150mm\r\n4.连接形式：卡箍连接\r\n5.含直管、管件费等\r\n6.按规范要求对管道进行吹扫、冲洗、水压试验等\r\n7.其它：满足设计及规范要求","m","5.41","","203.07","1098.61",""]
["6","031201001003","","管道刷油","1.名称：管道刷油\r\n2.标志色方式、品种：消火栓管刷樟丹二道,红色调和漆二道;自动喷水管刷樟丹二道,红色黄环调和漆二道。\r\n3.满足设计图纸及验收规范要求","m2","198.03","","7.91","1566.42",""]
["7","030807003005","","带锁定装置的双向型蝶阀 DN100","1.名称：带锁定装置的双向型蝶阀\r\n2.材质：详设计\r\n3.型号、规格：DN100mm \r\n4.连接形式：法兰连接\r\n5.其他：满足设计及规范要求","个","15","","356.73","5350.95",""]
["8","030807003005","","带锁定装置的双向型蝶阀 DN150","1.名称：带锁定装置的双向型蝶阀\r\n2.材质：详设计\r\n3.型号、规格：DN150mm \r\n4.连接形式：法兰连接\r\n5.其他：满足设计及规范要求","个","12","","541.74","6500.88",""]
["9","030807003006","","金属波纹管 DN150","1.名称：金属波纹管\r\n2.材质：详设计\r\n3.型号、规格：DN150mm \r\n4.连接形式：法兰连接\r\n5.其他：满足设计及规范要求","个","2","","984.82","1969.64",""]
["10","030901010007","","甲型单栓带灭火器箱组合式消防柜","1.名称：甲型单栓带灭火器箱组合式消防柜\r\n2.安装部位：室内 \r\n3.型号、规格：详设计\r\n4.内配减压稳压消火栓SNW65-Ⅲ、衬胶水龙带25m一条,直流水枪19mm一支.报警按钮和指示灯各1个\r\n5.消火栓按钮另列清单项\r\n6.其他：满足设计及规范要求","套","46","","835.25","38421.50",""]
["11","030901010008","","试验消火栓箱","1.名称：试验消火栓箱\r\n2.安装部位：室内 \r\n3.型号、规格：详设计\r\n4.附件配置：消火栓柜1800×700×180。箱内配SN65或SNW65一个;DN65、L25m衬胶水带一条;φ19mm水枪一支;带消防软管卷盘,软管长度30米\r\n5.消火栓按钮另列清单项\r\n6.其他：满足设计及规范要求","套","1","","187.82","187.82",""]
["12","030901013009","","手提式磷酸铵盐干粉灭火器  MF/ABC4","1.名称：磷酸铵盐干粉灭火器\r\n2.形式：手提式\r\n3.规格、型号：MF/ABC4\r\n4.其它：满足施工图设计要求及施工验收规范要求","具","18","","52.59","946.62",""]
["13","030901013009","","手提式磷酸铵盐干粉灭火器  MF/ABC5","1.名称：磷酸铵盐干粉灭火器\r\n2.形式：手提式\r\n3.规格、型号：MF/ABC5\r\n4.其它：满足施工图设计要求及施工验收规范要求","具","238","","57.59","13706.42",""]
["14","030901013009","","灭火器放置箱","1.名称：灭火器放置箱\r\n2.形式：挂墙\r\n3.规格、型号：详设计\r\n4.其它：满足施工图设计要求及施工验收规范要求","个","82","","61.16","5015.12",""]
["15","030703022010","","自动排气阀  DN25","1.类型：自动排气阀\r\n2.材质：碳钢\r\n3.型号、规格：WP DN20mm\r\n4.含截止阀\r\n5.其他：满足设计及规范要求","个","1","","57.44","57.44",""]
["16","030815001015","","管道支架制作安装","1.名称：管道支架及套管\r\n2.材质：型钢（综合）\r\n3.支架除锈后刷樟丹二道，灰色调和漆两道\r\n4.其它：满足设计及规范要求","kg","798.34","","17.69","14122.63",""]
["17","031003003021","","旋启式止回阀 DN100","1.类型：消声止回阀 \r\n2.材质：球墨铸铁阀体 \r\n3.规格、压力等级：DN100 \r\n4.连接形式：法兰连接 \r\n5.焊接方法：详设计\r\n6.含沟槽法兰等综合考虑\r\n7.其他详设计及满足规范要求","个","2","","1077.19","2154.38",""]
["18","031003003021","","安全泄压阀 DN100","1.类型：安全泄压阀\r\n2.材质：铸钢 \r\n3.规格、压力等级：DN100 \r\n4.连接形式：法兰连接 \r\n5.焊接方法：详设计\r\n6.含沟槽法兰等综合考虑\r\n7.其他详设计及满足规范要求","个","1","","907.99","907.99",""]
["19","031001007084","","钢丝网骨架复合给水管 DN100","1.安装部位：室外\r\n2.介质：冷水\r\n3.规格、压力等级：DN100 1.6MPa\r\n4.连接方式：综合考虑\r\n5.包含配套管件及附件\r\n6.含水压试验、管道冲洗等综合考虑\r\n7.其他要求：满足相关标准图集、规范、设计及验收要求等","m","8","","101.60","812.80",""]
["20","030601002026","","压力表","1.名称：压力表 \r\n2.型号：详设计 \r\n3.规格：详设计\r\n4.压力表弯材质、规格：详设计 \r\n5.挠性管材质、规格：详设计  \r\n6.支架形式、材质：详设计  \r\n7.调试要求：详设计  \r\n8.脱脂要求：详设计 \r\n9.其他详设计及满足规范要求","台","1","","66.05","66.05",""]
["21","030905002016","","消火栓灭火系统调试","1.系统形式：消火栓灭火系统调试\r\n2.其它：满足施工图设计要求及施工验收规范要求","点","47","","294.56","13844.32",""]
[" "," ","","分部小计 ",""," "," ",""," ","176241.83"," "]
[" "," ","","单价措施项目清单 ",""," "," ",""," "," "," "]
[" "," ","","其他措施项目 ",""," "," ",""," "," "," "]
["22","031302007001","","高层施工增加费"," ","项"," ",""," ","",""]
[" "," ","","分部小计 ",""," "," ",""," "," "," "]
[" "," ","","专业措施项目 ",""," "," ",""," "," "," "]
["23","031301001001","","吊装加固"," ","项"," ",""," ","",""]
["24","031301002001","","金属抱杆安装拆除、移位"," ","项"," ",""," ","",""]
["25","031301003001","","平台铺设、拆除"," ","项"," ",""," ","",""]
["26","031301004001","","顶升、提升装置"," ","项"," ",""," ","",""]
["27","031301005001","","大型设备专用机具"," ","项"," ",""," ","",""]
["28","031301006001","","焊接工艺评定"," ","项"," ",""," ","",""]
["29","031301007001","","胎（模）具制作、安装、拆除"," ","项"," ",""," ","",""]
["30","031301008001","","防护棚制作安装拆除"," ","项"," ",""," ","",""]
["31","031301009001","","特殊地区施工增加"," ","项"," ",""," ","",""]
["32","031301010001","","安装与生产同时进行施工增加"," ","项"," ",""," ","",""]
["33","031301011001","","在有害身体健康环境中施工增加"," ","项"," ",""," ","",""]
["34","031301012001","","工程系统检测、检验"," ","项"," ",""," ","",""]
["35","031301013001","","设备、管道施工的安全、防冻和焊接保护"," ","项"," ",""," ","",""]
["36","031301014001","","焦炉烘炉、热态工程"," ","项"," ",""," ","",""]
["37","031301015001","","管道安拆后的充气保护"," ","项"," ",""," ","",""]
["38","031301016001","","隧道内施工的通风、供水、供气、供电、照明及通讯设施"," ","项"," ",""," ","",""]
["39","031301017001","","脚手架搭拆"," ","项","1","","1960.51","1960.51",""]
["40","031301018001","","其他措施"," ","项"," ",""," ","",""]
[" "," ","","分部小计 ",""," "," ",""," ","1960.51"," "]
[" "," ","","分部小计 ",""," "," ",""," ","1960.51"," "]
["合　　计","","","","","","","","","178202.34",""]

{"sheet":"F.4 总价措施项目清单计价表(表-11)【学生宿舍6-1~1","index":105,"n_rows":15,"n_cols":12,"rows_kept":15,"merged":[[0,0,0,11],[1,0,1,1],[1,2,1,5],[1,6,1,7],[1,8,1,11],[2,1,2,2],[2,3,2,4],[2,8,2,9],[3,1,3,2],[3,3,3,4],[3,8,3,9],[4,1,4,2],[4,3,4,4],[4,8,4,9],[5,1,5,2],[5,3,5,4],[5,8,5,9],[6,1,6,2],[6,3,6,4],[6,8,6,9],[7,1,7,2],[7,3,7,4],[7,8,7,9],[8,1,8,2],[8,3,8,4],[8,8,8,9],[9,1,9,2],[9,3,9,4],[9,8,9,9],[10,1,10,2],[10,3,10,4],[10,8,10,9],[11,1,11,2],[11,3,11,4],[11,8,11,9],[12,1,12,2],[12,3,12,4],[12,8,12,9],[13,1,13,2],[13,3,13,4],[13,8,13,9],[14,0,14,6],[14,8,14,9]],"flags":["formulas_cached_only"]}
["总价措施项目清单计价表","","","","","","","","","","",""]
["工程名称：","","凉山州科教园区暨医学类教育服务项目\\学生宿舍6-1#【6-1#学生宿舍-消防水】","","","","标段：","","","","",""]
["序 号","项目编码","","项目名称","","计算基础","费率\r\n（%）","金额\r\n（元）","调整费率\r\n(%)","","调整后\r\n金额(元)","备注"]
["1","031302001001","","安全文明施工费",""," "," ","7540.12","","",""," "]
["1.1","①","","环境保护费","","分部分项工程及单价措施项目(定额人工费+定额机械费)","1.1","596.70","","",""," "]
["1.2","②","","文明施工费","","分部分项工程及单价措施项目(定额人工费+定额机械费)","2.5","1356.14","","",""," "]
["1.3","③","","安全施工费","","分部分项工程及单价措施项目(定额人工费+定额机械费)","3.9","2115.57","","",""," "]
["1.4","④","","临时设施费","","分部分项工程及单价措施项目(定额人工费+定额机械费)","6.4","3471.71","","",""," "]
["2","031302002001","","夜间施工增加费",""," "," ","260.38","","",""," "]
["3","031302003001","","非夜间施工增加",""," "," ","","","",""," "]
["4","031302004001","","二次搬运费",""," "," ","124.76","","",""," "]
["5","031302005001","","冬雨季施工增加费",""," "," ","195.28","","",""," "]
["6","031302006001","","已完工程及设备保护费",""," "," ","","","",""," "]
["7","031302008001","","工程定位复测费",""," "," ","48.82","","",""," "]
["合　　计","","","","","","","8169.36","-","","-","-"]

{"sheet":"H 规费、税金项目清单计价表(表-13)【学生宿舍6-1#~1","index":106,"n_rows":7,"n_cols":6,"rows_kept":7,"merged":[[0,0,0,5],[1,1,1,2],[1,3,1,4],[6,0,6,4]],"flags":["formulas_cached_only"]}
["规费、税金项目计价表","","","","",""]
["工程名称：","凉山州科教园区暨医学类教育服务项目\\学生宿舍6-1#【6-1#学生宿舍-消防水】","","标段：","",""]
["序号","项目名称","计算基础","计算基数","计算费率（％）","金额(元)"]
["1","规费","分部分项定额人工费+单价措施项目定额人工费","51239.35","8.36","4283.61"]
["2","销项增值税额","分部分项工程费+措施项目费+其他项目费+规费+按实计算费用+创优质工程奖补偿奖励费-按规定不计税的工程设备金额-除税甲供材料（设备）费","190655.31","9","17158.98"]
["3","附加税","分部分项工程费+措施项目费+其他项目费+规费+按实计算费用+创优质工程奖补偿奖励费-按规定不计税的工程设备金额-除税甲供材料（设备）费","190655.31","0.313","596.75"]
["合计","","","","","22039.34"]

{"sheet":"L.2 承包人提供主要材料和工程设备一览表(表-21)【学~1","index":107,"n_rows":33,"n_cols":10,"rows_kept":33,"merged":[[0,0,0,9],[1,1,1,4],[1,5,1,7],[1,8,1,9],[2,4,2,5],[3,4,3,5],[4,4,4,5],[5,4,5,5],[6,4,6,5],[7,4,7,5],[8,4,8,5],[9,4,9,5],[10,4,10,5],[11,4,11,5],[12,4,12,5],[13,4,13,5],[14,4,14,5],[15,4,15,5],[16,4,16,5],[17,4,17,5],[18,4,18,5],[19,4,19,5],[20,4,20,5],[21,4,21,5],[22,4,22,5],[23,4,23,5],[24,4,24,5],[25,4,25,5],[26,4,26,5],[27,4,27,5],[28,4,28,5],[29,4,29,5],[30,4,30,5],[31,4,31,5],[32,4,32,5]],"flags":["formulas_cached_only"]}
[" 承包人提供主要材料和工程设备一览表\r\n（适用造价信息差额调整法）","","","","","","","","",""]
["工程名称：","凉山州科教园区暨医学类教育服务项目\\学生宿舍6-1#【6-1#学生宿舍-消防水】","","","","标段：","","","",""]
["序号","名称、规格、型号","单位","数量","风险系数(%)","","基准单价(元)","投标单价(元)","发承包人确认单价(元)","备注"]
["1","沟槽直接头 （含胶圈）DN65","套","33.372"," ","","10.87","",""," "]
["2","消火栓沟槽管件DN65","个","65.305"," ","","15.39","",""," "]
["3","沟槽直接头 （含胶圈）DN100","套","69.884"," ","","17.98","",""," "]
["4","消火栓沟槽管件DN100","个","144.217"," ","","24.64","",""," "]
["5","碳钢平焊法兰DN100","片","38"," ","","27.14","",""," "]
["6","碳钢平焊法兰DN150","片","28"," ","","51.25","",""," "]
["7","压力表","台","1"," ","","18.00","",""," "]
["8","旋启式止回阀 DN100","个","2"," ","","781.20","",""," "]
["9","灭火器MF/ABC5","具","238"," ","","50.00","",""," "]
["10","镀锌加厚钢管DN65","m","137.543"," ","","37.81","",""," "]
["11","镀锌加厚钢管DN100","m","292.665"," ","","60.94","",""," "]
["12","内外壁热浸镀锌钢管 DN65","m","65.65"," ","","35.614","",""," "]
["13","内外壁热浸镀锌钢管 DN100","m","132.843"," ","","58.31","",""," "]
["14","酚醛调和漆 各色","kg","39.21"," ","","11.15","",""," "]
["15","带锁定装置的双向型蝶阀 DN100","个","16"," ","","58.50","",""," "]
["16","甲型单栓带灭火器箱组合式消防柜","套","46"," ","","668.70","",""," "]
["17","试验消火栓DN65","套","1.01"," ","","67.50","",""," "]
["18","灭火器MF/ABC4","具","18"," ","","45.00","",""," "]
["19","灭火器放置箱","个","82"," ","","27.00","",""," "]
["20","安全泄压阀DN100","个","1"," ","","612.00","",""," "]
["21","自动排气阀DN25","个","1"," ","","22.50","",""," "]
["22","型钢","kg","838.215"," ","","4.50","",""," "]
["23","醇酸防锈漆 C53-1","kg","9.26"," ","","11.00","",""," "]
["24","钢丝网骨架复核管DN100","m","8.12"," ","","67.32","",""," "]
["25","给水室外钢骨架塑料复合管电熔管件DN100","个","2.184"," ","","57.64","",""," "]
["26","镀锌加厚钢管DN150","m","5.464"," ","","104.11","",""," "]
["27","沟槽直接头 （含胶圈）DN150","套","0.902"," ","","30.20","",""," "]
["28","消火栓沟槽管件DN150","个","2.171"," ","","43.89","",""," "]
["29","带锁定装置的双向型蝶阀 DN150","个","12"," ","","92.70","",""," "]
["30","金属波纹管DN150","个","2"," ","","540.54","",""," "]

{"sheet":"E.3 单位工程招标控制价汇总表(表-04)【学生宿舍6-~2","index":108,"n_rows":19,"n_cols":5,"rows_kept":19,"merged":[[0,0,0,4],[1,0,1,1],[2,1,2,2],[3,1,3,2],[4,1,4,2],[5,1,5,2],[6,1,6,2],[7,1,7,2],[8,1,8,2],[9,1,9,2],[10,1,10,2],[11,1,11,2],[12,1,12,2],[13,1,13,2],[14,1,14,2],[15,1,15,2],[16,1,16,2],[17,1,17,2],[18,0,18,2]],"flags":["formulas_cached_only"]}
["单位工程招标控制价汇总表","","","",""]
["工程名称：","","凉山州科教园区暨医学类教育服务项目\\学生宿舍6-1#【6-1#学生宿舍-防排烟】","标段：",""]
["序号","汇总内容","","金  额（元）","其中:暂估价(元)"]
["1","分部分项及单价措施项目","","203911.55"," "]
[" ","0307 通风及防排烟系统 ","","203048.04"," "]
["2","总价措施项目","","7714.57","-"]
["2.1","其中：安全文明施工费","","7120.36","-"]
["3","其他项目",""," ","-"]
["3.1","其中：暂列金额",""," ","-"]
["3.2","其中：专业工程暂估价",""," ","-"]
["3.3","其中：计日工",""," ","-"]
["3.4","其中：总承包服务费",""," ","-"]
["4","规费","","4025.76","-"]
["5","创优质工程奖补偿奖励费",""," ","-"]
["6","税前不含税工程造价","","215651.88","-"]
["6.1","其中：除税甲供材料（设备）费",""," ","-"]
["7","销项增值税额","","19408.67","-"]
["8","附加税","","674.99","-"]
[" 招标控制价/投标报价总价合计=税前不含税工程造价+销项增值税额+附加税","","","235735.54"," "]

{"sheet":"F.1.1 分部分项工程和单价措施项目清单与计价表(表-~18","index":109,"n_rows":59,"n_cols":11,"rows_kept":59,"merged":[[0,0,0,10],[1,0,1,1],[1,2,1,6],[1,7,1,8],[1,9,1,10],[2,0,4,0],[2,1,4,2],[2,3,4,3],[2,4,4,4],[2,5,4,5],[2,6,4,7],[2,8,2,10],[3,8,4,8],[3,9,4,9],[5,1,5,2],[5,3,5,4],[5,6,5,7],[6,1,6,2],[6,6,6,7],[7,1,7,2],[7,6,7,7],[8,1,8,2],[8,6,8,7],[9,1,9,2],[9,6,9,7],[10,1,10,2],[10,6,10,7],[11,1,11,2],[11,6,11,7],[12,1,12,2],[12,6,12,7],[13,1,13,2],[13,6,13,7],[14,1,14,2],[14,6,14,7],[15,1,15,2],[15,6,15,7],[16,1,16,2],[16,6,16,7],[17,1,17,2],[17,6,17,7],[18,1,18,2],[18,6,18,7],[19,1,19,2],[19,6,19,7],[20,1,20,2],[20,6,20,7],[21,1,21,2],[21,6,21,7],[22,1,22,2],[22,6,22,7],[23,1,23,2],[23,6,23,7],[24,1,24,2],[24,6,24,7],[25,1,25,2],[25,6,25,7],[26,1,26,2],[26,6,26,7],[27,1,27,2],[27,6,27,7],[28,1,28,2],[28,6,28,7],[29,1,29,2],[29,6,29,7],[30,1,30,2],[30,6,30,7],[31,1,31,2],[31,6,31,7],[32,1,32,2],[32,3,32,4],[32,6,32,7],[33,1,33,2],[33,3,33,4],[33,6,33,7],[34,1,34,2],[34,3,34,4],[34,6,34,7],[35,1,35,2],[35,6,35,7],[36,1,36,2],[36,3,36,4],[36,6,36,7],[37,1,37,2],[37,3,37,4],[37,6,37,7],[38,1,38,2],[38,6,38,7],[39,1,39,2],[39,6,39,7],[40,1,40,2],[40,6,40,7],[41,1,41,2],[41,6,41,7],[42,1,42,2],[42,6,42,7],[43,1,43,2],[43,6,43,7],[44,1,44,2],[44,6,44,7],[45,1,45,2],[45,6,45,7],[46,1,46,2],[46,6,46,7],[47,1,47,2],[47,6,47,7],[48,1,48,2],[48,6,48,7],[49,1,49,2],[49,6,49,7],[50,1,50,2],[50,6,50,7],[51,1,51,2],[51,6,51,7],[52,1,52,2],[52,6,52,7],[53,1,53,2],[53,6,53,7],[54,1,54,2],[54,6,54,7],[55,1,55,2],[55,6,55,7],[56,1,56,2],[56,3,56,4],[56,6,56,7],[57,1,57,2],[57,3,57,4],[57,6,57,7],[58,0,58,8]],"flags":["formulas_cached_only"]}
["分部分项工程和单价措施项目清单与计价表","","","","","","","","","",""]
["工程名称：","","凉山州科教园区暨医学类教育服务项目\\学生宿舍6-1#【6-1#学生宿舍-防排烟】","","","","","标段：","","",""]
["序号","项目编码","","项目名称","项目特征","计量\r\n单位","工程\r\n量","","金额（元）","",""]
["","","","","","","","","综合单价","合价","其   中"]
["","","","","","","","","","","暂估价"]
[" "," ","","0307 通风及防排烟系统 ",""," "," ",""," "," "," "]
["1","030108003003","","离心式管道风机1500（m³/h） ","1.名称：离心式管道风机1500（m³/h）\r\n2.系统编号：详设计\r\n3.型号：详设计\r\n4.规格：额定工况：详设计\r\n5.质量：详设计 \r\n6.材质：综合考虑 \r\n7.设备支吊架、橡胶垫、弹簧减震吊架制作安装及除锈刷油综合考虑并计入综合单价 \r\n8.灌浆配合比：详设计 \r\n9.单机试运转要求：详设计及满足规范要求\r\n10.含电机检查接线及调试\r\n11.其他要求：满足设计、相关图集、标准及招标文件技术要求  ","台","1","","1673.74","1673.74",""]
["2","030108003003","","离心式管道风机800（m³/h） ","1.名称：离心式管道风机800（m³/h）\r\n2.系统编号：详设计\r\n3.型号：详设计\r\n4.规格：额定工况：详设计\r\n5.质量：详设计 \r\n6.材质：综合考虑 \r\n7.设备支吊架、橡胶垫、弹簧减震吊架制作安装及除锈刷油综合考虑并计入综合单价 \r\n8.灌浆配合比：详设计 \r\n9.单机试运转要求：详设计及满足规范要求\r\n10.含电机检查接线及调试\r\n11.其他要求：满足设计、相关图集、标准及招标文件技术要求  ","台","1","","1606.24","1606.24",""]
["3","030108003003","","离心式管道风机700（m³/h） ","1.名称：离心式管道风机700（m³/h）\r\n2.系统编号：详设计\r\n3.型号：详设计\r\n4.规格：额定工况：详设计\r\n5.质量：详设计 \r\n6.材质：综合考虑 \r\n7.设备支吊架、橡胶垫、弹簧减震吊架制作安装及除锈刷油综合考虑并计入综合单价 \r\n8.灌浆配合比：详设计 \r\n9.单机试运转要求：详设计及满足规范要求\r\n10.含电机检查接线及调试\r\n11.其他要求：满足设计、相关图集、标准及招标文件技术要求  ","台","1","","1471.24","1471.24",""]
["4","030108003009","","XBDZ型壁式轴流风机1200（m³/h） ","1.名称：XBDZ型壁式轴流风机1200（m³/h）\r\n2.系统编号：详设计\r\n3.型号：详设计\r\n4.规格：额定工况：详设计\r\n5.质量：详设计 \r\n6.材质：综合考虑 \r\n7.设备支吊架、橡胶垫、弹簧减震吊架制作安装及除锈刷油综合考虑并计入综合单价 \r\n8.灌浆配合比：详设计 \r\n9.单机试运转要求：详设计及满足规范要求\r\n10.含电机检查接线及调试\r\n11.其他要求：满足设计、相关图集、标准及招标文件技术要求  ","台","1","","615.60","615.60",""]
["5","030108001010","","隔墙用百叶窗换气扇","1.名称:隔墙用百叶窗换气扇\r\n2.型号.规格:详设计\r\n3.减振支吊架制作安装\r\n4.含柔性接头","台","1","","240.22","240.22",""]
["6","030108001012","","管道式换气扇P-150(带止回功能)","1.名称:管道式换气扇P-150(带止回功能)\r\n2.型号.规格:详设计\r\n3.含柔性接头","台","360","","186.09","66992.40",""]
["7","030703001020","","280℃排烟防火阀 1000*250","1.名称:280℃排烟防火阀\r\n2.型号.规格:1000*250  \r\n3.材质:碳钢","个","1","","475.47","475.47",""]
["8","030703001020","","280℃排烟防火阀 1250*200","1.名称:280℃排烟防火阀\r\n2.型号.规格:1250*200\r\n3.材质:碳钢","个","1","","481.84","481.84",""]
["9","030703001020","","280℃排烟防火阀 1250*400","1.名称:280℃排烟防火阀\r\n2.型号.规格:1250*400 \r\n3.材质:碳钢","个","1","","617.68","617.68",""]
["10","030703001020","","70℃防火阀 600*300","1.名称:70℃防火阀\r\n2.型号.规格:600*300\r\n3.材质:碳钢","个","1","","364.58","364.58",""]
["11","030703007013","","单层格栅风口带风阀 400*300","1.名称:单层格栅风口带风阀 \r\n2.型号.规格:400*300 \r\n3.材质:铝合金","个","2","","169.85","339.70",""]
["12","030703007013","","单层格栅风口带风阀 500*400","1.名称:单层格栅风口带风阀 \r\n2.型号.规格:500*400\r\n3.材质:铝合金","个","1","","235.65","235.65",""]
["13","030703012353","","φ250金属风帽","1.名称:φ250金属风帽\r\n2.型号.规格:φ250\r\n3.材质:铝合金","个","172","","148.98","25624.56",""]
["14","030702006028","","固定挡烟垂壁","1.名称:固定挡烟垂壁\r\n2.材质:防火玻璃\r\n3.板材厚度 \r\n4.管件、法兰等附件及支架设计要求 \r\n5.接口形式","m2","75.28","","316.15","23799.77",""]
["15","030703007024","","防鼠防虫网 10*10","1.名称:防鼠防虫网 \r\n2.型号.规格:10*10","个","2","","110.30","220.60",""]
["16","030703007036","","防雨百叶带过滤网 200*160","1.名称：防雨百叶带过滤网\r\n2.型号：详设计 \r\n3.规格：200*160\r\n4.类型：详设计\r\n5.形式：综合考虑\r\n6.其他详设计及满足规范要求","个","14","","141.19","1976.66",""]
["17","030703007036","","防雨百叶带过滤网 300*200","1.名称：防雨百叶带过滤网\r\n2.型号：详设计 \r\n3.规格：300*200\r\n4.类型：详设计\r\n5.形式：综合考虑\r\n6.其他详设计及满足规范要求","个","1","","166.46","166.46",""]
["18","030703007036","","防雨百叶带过滤网 500*400","1.名称：防雨百叶带过滤网\r\n2.型号：详设计 \r\n3.规格：400*400\r\n4.类型：详设计\r\n5.形式：综合考虑\r\n6.其他详设计及满足规范要求","个","2","","245.85","491.70",""]
["19","030703007036","","防雨百叶带过滤网 600*300","1.名称：防雨百叶带过滤网\r\n2.型号：详设计 \r\n3.规格：600*300\r\n4.类型：详设计\r\n5.形式：综合考虑\r\n6.其他详设计及满足规范要求","个","3","","240.40","721.20",""]
["20","030108003149","","离子除臭发生器 1200m3/h，2KW","1.名称：离子除臭发生器\r\n2.型号、规格：1200m3/h，2KW\r\n3.安装方式、部位：综合考虑\r\n4.减震装置，型钢支吊架制作安装和除锈刷油防腐：满足验收规范要求\r\n5.含本体安装、接地，电机检查接线和调试\r\n6.包括风机进出口与风管连接时采用的保温不燃柔性软风管连接\r\n7.各类转运及设备吊装就位、电源配管与设备连接间的金属软管，单根软管长度综合考虑;综合考虑\r\n8.其他要求：满足相关标准图集、规范、设计及验收要求等","台","1","","6799.66","6799.66",""]
["21","030702001025","","镀锌钢板风管 B≤320 δ=0.75","1.名称:镀锌钢板风管\r\n2.材质:镀锌钢板 \r\n3.形状:矩形 \r\n4.规格:B≤320 δ=0.75\r\n5.板材厚度 \r\n6.管件、法兰等附件及支架设计要求 \r\n7.接口形式","m2","220.64","","174.18","38431.08",""]
["22","030702001026","","镀锌钢板风管 B≤450 δ=0.75","1.名称:镀锌钢板风管\r\n2.材质:镀锌钢板 \r\n3.形状:矩形 \r\n4.规格:B≤450 δ=0.75\r\n5.板材厚度 \r\n6.管件、法兰等附件及支架设计要求 \r\n7.接口形式","m2","1.13","","141.25","159.61",""]
["23","030702001027","","镀锌钢板风管 B≤1000 δ=1.0","1.名称:镀锌钢板风管\r\n2.材质:镀锌钢板 \r\n3.形状:矩形 \r\n4.规格:B≤1000 δ=1.0\r\n5.板材厚度 \r\n6.管件、法兰等附件及支架设计要求 \r\n7.接口形式","m2","14.36","","125.95","1808.64",""]
["24","030704002029","","风管漏光试验、漏风试验","风管漏光试验、漏风试验","m2","236.13","","4.27","1008.28",""]
["25","031208003352","","不燃离心玻璃棉保温","1.名称:不燃离心玻璃棉保温\r\n2.绝热厚度及管径:综合考虑 \r\n3.包含所需的各类附件\r\n4.其他要求：满足相关标准图集、规范、设计及验收要求等","m3","19.11","","1066.29","20376.80",""]
["26","031208003232","","防火包裹（无石棉纤维增强硅酸钙耐火板）","1.名称：防火包裹（无石棉纤维增强硅酸钙耐火板）\r\n2.耐火板厚度：综合考虑\r\n3.含耐火板、岩棉保温、龙骨、支架及附件制作安装及除锈刷油防腐\r\n4.其他要求：满足相关标准图集、规范、设计及验收要求等","m2","47.23","","134.42","6348.66",""]
[" "," ","","分部小计 ",""," "," ",""," ","203048.04"," "]
[" "," ","","单价措施项目清单 ",""," "," ",""," "," "," "]
[" "," ","","其他措施项目 ",""," "," ",""," "," "," "]
["27","031302007001","","高层施工增加费"," ","项"," ",""," ","",""]
[" "," ","","分部小计 ",""," "," ",""," "," "," "]
[" "," ","","专业措施项目 ",""," "," ",""," "," "," "]
["28","031301001001","","吊装加固"," ","项"," ",""," ","",""]
["29","031301002001","","金属抱杆安装拆除、移位"," ","项"," ",""," ","",""]
["30","031301003001","","平台铺设、拆除"," ","项"," ",""," ","",""]
["31","031301004001","","顶升、提升装置"," ","项"," ",""," ","",""]
["32","031301005001","","大型设备专用机具"," ","项"," ",""," ","",""]
["33","031301006001","","焊接工艺评定"," ","项"," ",""," ","",""]
["34","031301007001","","胎（模）具制作、安装、拆除"," ","项"," ",""," ","",""]
["35","031301008001","","防护棚制作安装拆除"," ","项"," ",""," ","",""]
["36","031301009001","","特殊地区施工增加"," ","项"," ",""," ","",""]
["37","031301010001","","安装与生产同时进行施工增加"," ","项"," ",""," ","",""]
["38","031301011001","","在有害身体健康环境中施工增加"," ","项"," ",""," ","",""]
["39","031301012001","","工程系统检测、检验"," ","项"," ",""," ","",""]
["40","031301013001","","设备、管道施工的安全、防冻和焊接保护"," ","项"," ",""," ","",""]
["41","031301014001","","焦炉烘炉、热态工程"," ","项"," ",""," ","",""]
["42","031301015001","","管道安拆后的充气保护"," ","项"," ",""," ","",""]
["43","031301016001","","隧道内施工的通风、供水、供气、供电、照明及通讯设施"," ","项"," ",""," ","",""]
["44","031301017001","","脚手架搭拆"," ","项","1","","863.51","863.51",""]
["45","031301018001","","其他措施"," ","项"," ",""," ","",""]
[" "," ","","分部小计 ",""," "," ",""," ","863.51"," "]
[" "," ","","分部小计 ",""," "," ",""," ","863.51"," "]
["合　　计","","","","","","","","","203911.55",""]

{"sheet":"F.4 总价措施项目清单计价表(表-11)【学生宿舍6-1~2","index":110,"n_rows":15,"n_cols":12,"rows_kept":15,"merged":[[0,0,0,11],[1,0,1,1],[1,2,1,5],[1,6,1,7],[1,8,1,11],[2,1,2,2],[2,3,2,4],[2,8,2,9],[3,1,3,2],[3,3,3,4],[3,8,3,9],[4,1,4,2],[4,3,4,4],[4,8,4,9],[5,1,5,2],[5,3,5,4],[5,8,5,9],[6,1,6,2],[6,3,6,4],[6,8,6,9],[7,1,7,2],[7,3,7,4],[7,8,7,9],[8,1,8,2],[8,3,8,4],[8,8,8,9],[9,1,9,2],[9,3,9,4],[9,8,9,9],[10,1,10,2],[10,3,10,4],[10,8,10,9],[11,1,11,2],[11,3,11,4],[11,8,11,9],[12,1,12,2],[12,3,12,4],[12,8,12,9],[13,1,13,2],[13,3,13,4],[13,8,13,9],[14,0,14,6],[14,8,14,9]],"flags":["formulas_cached_only"]}
["总价措施项目清单计价表","","","","","","","","","","",""]
["工程名称：","","凉山州科教园区暨医学类教育服务项目\\学生宿舍6-1#【6-1#学生宿舍-防排烟】","","","","标段：","","","","",""]
["序 号","项目编码","","项目名称","","计算基础","费率\r\n（%）","金额\r\n（元）","调整费率\r\n(%)","","调整后\r\n金额(元)","备注"]
["1","031302001001","","安全文明施工费",""," "," ","7120.36","","",""," "]
["1.1","①","","环境保护费","","分部分项工程及单价措施项目(定额人工费+定额机械费)","1.1","563.48","","",""," "]
["1.2","②","","文明施工费","","分部分项工程及单价措施项目(定额人工费+定额机械费)","2.5","1280.64","","",""," "]
["1.3","③","","安全施工费","","分部分项工程及单价措施项目(定额人工费+定额机械费)","3.9","1997.80","","",""," "]
["1.4","④","","临时设施费","","分部分项工程及单价措施项目(定额人工费+定额机械费)","6.4","3278.44","","",""," "]
["2","031302002001","","夜间施工增加费",""," "," ","245.88","","",""," "]
["3","031302003001","","非夜间施工增加",""," "," ","","","",""," "]
["4","031302004001","","二次搬运费",""," "," ","117.82","","",""," "]
["5","031302005001","","冬雨季施工增加费",""," "," ","184.41","","",""," "]
["6","031302006001","","已完工程及设备保护费",""," "," ","","","",""," "]
["7","031302008001","","工程定位复测费",""," "," ","46.10","","",""," "]
["合　　计","","","","","","","7714.57","-","","-","-"]

{"sheet":"H 规费、税金项目清单计价表(表-13)【学生宿舍6-1#~2","index":111,"n_rows":7,"n_cols":6,"rows_kept":7,"merged":[[0,0,0,5],[1,1,1,2],[1,3,1,4],[6,0,6,4]],"flags":["formulas_cached_only"]}
["规费、税金项目计价表","","","","",""]
["工程名称：","凉山州科教园区暨医学类教育服务项目\\学生宿舍6-1#【6-1#学生宿舍-防排烟】","","标段：","",""]
["序号","项目名称","计算基础","计算基数","计算费率（％）","金额(元)"]
["1","规费","分部分项定额人工费+单价措施项目定额人工费","48154.99","8.36","4025.76"]
["2","销项增值税额","分部分项工程费+措施项目费+其他项目费+规费+按实计算费用+创优质工程奖补偿奖励费-按规定不计税的工程设备金额-除税甲供材料（设备）费","215651.88","9","19408.67"]
["3","附加税","分部分项工程费+措施项目费+其他项目费+规费+按实计算费用+创优质工程奖补偿奖励费-按规定不计税的工程设备金额-除税甲供材料（设备）费","215651.88","0.313","674.99"]
["合计","","","","","24109.42"]

{"sheet":"L.2 承包人提供主要材料和工程设备一览表(表-21)【学~2","index":112,"n_rows":27,"n_cols":10,"rows_kept":27,"merged":[[0,0,0,9],[1,1,1,4],[1,5,1,7],[1,8,1,9],[2,4,2,5],[3,4,3,5],[4,4,4,5],[5,4,5,5],[6,4,6,5],[7,4,7,5],[8,4,8,5],[9,4,9,5],[10,4,10,5],[11,4,11,5],[12,4,12,5],[13,4,13,5],[14,4,14,5],[15,4,15,5],[16,4,16,5],[17,4,17,5],[18,4,18,5],[19,4,19,5],[20,4,20,5],[21,4,21,5],[22,4,22,5],[23,4,23,5],[24,4,24,5],[25,4,25,5],[26,4,26,5]],"flags":["formulas_cached_only"]}
[" 承包人提供主要材料和工程设备一览表\r\n（适用造价信息差额调整法）","","","","","","","","",""]
["工程名称：","凉山州科教园区暨医学类教育服务项目\\学生宿舍6-1#【6-1#学生宿舍-防排烟】","","","","标段：","","","",""]
["序号","名称、规格、型号","单位","数量","风险系数(%)","","基准单价(元)","投标单价(元)","发承包人确认单价(元)","备注"]
["1","离心式管道风机800（m3/h）","台","1"," ","","1485.00","",""," "]
["2","管道式换气扇P-150(带止回功能)","台","360"," ","","95.00","",""," "]
["3","防雨百叶带过滤网 600*300","个","3.03"," ","","137.70","",""," "]
["4","隔墙用百叶窗换气扇","台","1"," ","","95.00","",""," "]
["5","280℃排烟防火阀 1000*250","个","1.01"," ","","257.40","",""," "]
["6","280℃排烟防火阀 1250*200","个","1.01"," ","","263.70","",""," "]
["7","280℃排烟防火阀 1250*400","个","1.01"," ","","324.90","",""," "]
["8","防鼠防虫网 10*10","个","2.02"," ","","90.00","",""," "]
["9","离心式管道风机1500（m3/h）","台","1"," ","","1552.50","",""," "]
["10","离心式管道风机700（m3/h）","台","1"," ","","1350.00","",""," "]
["11","XBDZ型壁式轴流风机1200（m3/h）","台","1"," ","","432.00","",""," "]
["12","70℃防火阀 600*300","个","1.01"," ","","221.40","",""," "]
["13","单层格栅风口带风阀 400*300","个","2.02"," ","","104.40","",""," "]
["14","单层格栅风口带风阀 500*400","个","1.01"," ","","133.00","",""," "]
["15","φ250金属风帽","个","172"," ","","117.00","",""," "]
["16","防雨百叶带过滤网 200*160","个","14.14"," ","","85.00","",""," "]
["17","防雨百叶带过滤网 500*400","个","2.02"," ","","143.10","",""," "]
["18","离子除臭发生器 1200m3/h，2KW","台","1"," ","","6300.00","",""," "]
["19","防火玻璃","m2","76.033"," ","","245.00","",""," "]
["20","防雨百叶带过滤网 300*200","个","1.01"," ","","99.00","",""," "]
["21","镀锌钢板 0.75mm","m2","261.688"," ","","29.27","",""," "]
["22","镀锌钢板 1.0mm","m2","16.945"," ","","37.37","",""," "]
["23","铝箔离心玻璃棉板","m3","19.683"," ","","720.00","",""," "]
["24","无石棉纤维增强硅酸盐板","m3","51.717"," ","","63.00","",""," "]

{"sheet":"E.3 单位工程招标控制价汇总表(表-04)【学生宿舍6-2~","index":113,"n_rows":24,"n_cols":5,"rows_kept":24,"merged":[[0,0,0,4],[1,0,1,1],[2,1,2,2],[3,1,3,2],[4,1,4,2],[5,1,5,2],[6,1,6,2],[7,1,7,2],[8,1,8,2],[9,1,9,2],[10,1,10,2],[11,1,11,2],[12,1,12,2],[13,1,13,2],[14,1,14,2],[15,1,15,2],[16,1,16,2],[17,1,17,2],[18,1,18,2],[19,1,19,2],[20,1,20,2],[21,1,21,2],[22,1,22,2],[23,0,23,2]],"flags":["formulas_cached_only"]}
["单位工程招标控制价汇总表","","","",""]
["工程名称：","","凉山州科教园区暨医学类教育服务项目\\学生宿舍6-2#【6-2#学生宿舍-消防电气】","标段：",""]
["序号","汇总内容","","金  额（元）","其中:暂估价(元)"]
["1","分部分项及单价措施项目","","48828.62"," "]
[" ","火灾报警系统 ","","14520.75"," "]
[" ","广播系统 ",""," "," "]
[" ","防火门监控系统 ","","2760.96"," "]
[" ","电气火灾监控系统 ","","2666.99"," "]
[" ","消防设备电源监控系统 ","","4089.67"," "]
[" ","集中控制应急照明系统 ","","24465.50"," "]
["2","总价措施项目","","2264.78","-"]
["2.1","其中：安全文明施工费","","2090.34","-"]
["3","其他项目",""," ","-"]
["3.1","其中：暂列金额",""," ","-"]
["3.2","其中：专业工程暂估价",""," ","-"]
["3.3","其中：计日工",""," ","-"]
["3.4","其中：总承包服务费",""," ","-"]
["4","规费","","1229.65","-"]
["5","创优质工程奖补偿奖励费",""," ","-"]
["6","税前不含税工程造价","","52323.05","-"]
["6.1","其中：除税甲供材料（设备）费",""," ","-"]
["7","销项增值税额","","4709.07","-"]
["8","附加税","","163.77","-"]
[" 招标控制价/投标报价总价合计=税前不含税工程造价+销项增值税额+附加税","","","57195.89"," "]

{"sheet":"F.1.1 分部分项工程和单价措施项目清单与计价表(表-~19","index":114,"n_rows":66,"n_cols":11,"rows_kept":66,"merged":[[0,0,0,10],[1,0,1,1],[1,2,1,6],[1,7,1,8],[1,9,1,10],[2,0,4,0],[2,1,4,2],[2,3,4,3],[2,4,4,4],[2,5,4,5],[2,6,4,7],[2,8,2,10],[3,8,4,8],[3,9,4,9],[5,1,5,2],[5,3,5,4],[5,6,5,7],[6,1,6,2],[6,6,6,7],[7,1,7,2],[7,6,7,7],[8,1,8,2],[8,6,8,7],[9,1,9,2],[9,3,9,4],[9,6,9,7],[10,1,10,2],[10,3,10,4],[10,6,10,7],[11,1,11,2],[11,3,11,4],[11,6,11,7],[12,1,12,2],[12,3,12,4],[12,6,12,7],[13,1,13,2],[13,6,13,7],[14,1,14,2],[14,6,14,7],[15,1,15,2],[15,6,15,7],[16,1,16,2],[16,3,16,4],[16,6,16,7],[17,1,17,2],[17,3,17,4],[17,6,17,7],[18,1,18,2],[18,6,18,7],[19,1,19,2],[19,6,19,7],[20,1,20,2],[20,3,20,4],[20,6,20,7],[21,1,21,2],[21,3,21,4],[21,6,21,7],[22,1,22,2],[22,6,22,7],[23,1,23,2],[23,6,23,7],[24,1,24,2],[24,6,24,7],[25,1,25,2],[25,3,25,4],[25,6,25,7],[26,1,26,2],[26,3,26,4],[26,6,26,7],[27,1,27,2],[27,6,27,7],[28,1,28,2],[28,6,28,7],[29,1,29,2],[29,6,29,7],[30,1,30,2],[30,6,30,7],[31,1,31,2],[31,6,31,7],[32,1,32,2],[32,6,32,7],[33,1,33,2],[33,6,33,7],[34,1,34,2],[34,6,34,7],[35,1,35,2],[35,6,35,7],[36,1,36,2],[36,6,36,7],[37,1,37,2],[37,6,37,7],[38,1,38,2],[38,6,38,7],[39,1,39,2],[39,3,39,4],[39,6,39,7],[40,1,40,2],[40,3,40,4],[40,6,40,7],[41,1,41,2],[41,3,41,4],[41,6,41,7],[42,1,42,2],[42,6,42,7],[43,1,43,2],[43,3,43,4],[43,6,43,7],[44,1,44,2],[44,3,44,4],[44,6,44,7],[45,1,45,2],[45,6,45,7],[46,1,46,2],[46,6,46,7],[47,1,47,2],[47,6,47,7],[48,1,48,2],[48,6,48,7],[49,1,49,2],[49,6,49,7],[50,1,50,2],[50,6,50,7],[51,1,51,2],[51,6,51,7],[52,1,52,2],[52,6,52,7],[53,1,53,2],[53,6,53,7],[54,1,54,2],[54,6,54,7],[55,1,55,2],[55,6,55,7],[56,1,56,2],[56,6,56,7],[57,1,57,2],[57,6,57,7],[58,1,58,2],[58,6,58,7],[59,1,59,2],[59,6,59,7],[60,1,60,2],[60,6,60,7],[61,1,61,2],[61,6,61,7],[62,1,62,2],[62,6,62,7],[63,1,63,2],[63,3,63,4],[63,6,63,7],[64,1,64,2],[64,3,64,4],[64,6,64,7],[65,0,65,8]],"flags":["formulas_cached_only"]}
["分部分项工程和单价措施项目清单与计价表","","","","","","","","","",""]
["工程名称：","","凉山州科教园区暨医学类教育服务项目\\学生宿舍6-2#【6-2#学生宿舍-消防电气】","","","","","标段：","","",""]
["序号","项目编码","","项目名称","项目特征","计量\r\n单位","工程\r\n量","","金额（元）","",""]
["","","","","","","","","综合单价","合价","其   中"]
["","","","","","","","","","","暂估价"]
[" "," ","","火灾报警系统 ",""," "," ",""," "," "," "]
["1","030904003024","","消火栓按钮","1.名称：消火栓按钮 \r\n2.规格：详设计\r\n3.其他详设计及满足规范要求","个","49","","155.40","7614.60",""]
["2","030408002046","","控制电缆 WDZBN-YJY-4X4mm2","1.名称：控制电缆 \r\n2.型号：WDZN-YJY\r\n3.规格：4*4mm2  \r\n4.材质：铜芯 \r\n5.敷设方式、部位：井道、非井道综合考虑 \r\n6.电压等级（kV）：详设计 \r\n7.地形：详设计\r\n8.其他详设计及满足规范要求","m","400.73","","16.43","6583.99",""]
["3","030408007052","","控制电缆头 电缆芯数（芯） ≤6","1.名称：控制电缆头  \r\n2.型号：详设计 \r\n3.规格：电缆芯数（芯） ≤6 \r\n4.材质、类型：综合考虑 \r\n5.安装方式：详设计\r\n6.其他详设计及满足规范要求","个","4","","80.54","322.16",""]
[" "," ","","分部小计 ",""," "," ",""," ","14520.75"," "]
[" "," ","","广播系统 ",""," "," ",""," "," "," "]
[" "," ","","分部小计 ",""," "," ",""," "," "," "]
[" "," ","","防火门监控系统 ",""," "," ",""," "," "," "]
["4","030904008074","","防火门监控模块","1.名称：防火门监控模块 \r\n2.规格：二总线通讯,无极性,监视常闭防火门状态 \r\n3.类型：详设计 \r\n4.输出形式：综合考虑\r\n5.其他详设计及满足规范要求","个","2","","338.14","676.28",""]
["5","030507001075","","门磁开关","1.名称：门磁开关 \r\n2.类别：智能型,金属外壳,可直接接入防火门系统中,可用于单扇或双扇常闭防火门,占用一个地址,参考感应距离≤15mm。 \r\n3.探测范围：综合考虑 \r\n4.安装方式：综合考虑\r\n5.其他详设计及满足规范要求","套","2","","118.89","237.78",""]
["6","030411004078","","配线 WDZN-RYS-2*1.5mm2","1.名称：配线 \r\n2.配线形式：综合考虑 \r\n3.型号：WDZN-RYS \r\n4.规格：2*1.5mm2 \r\n5.材质：铜芯软线 \r\n6.配线部位：综合考虑 \r\n7.配线线制：详设计 \r\n8.钢索材质、规格：详设计\r\n9.其他详设计及满足规范要求","m","482.22","","3.83","1846.90",""]
[" "," ","","分部小计 ",""," "," ",""," ","2760.96"," "]
[" "," ","","电气火灾监控系统 ",""," "," ",""," "," "," "]
["7","030503006082","","电气火灾监控模块","1.名称：电气火灾监控模块\r\n2.类别：详设计 \r\n3.功能：综合考虑 \r\n4.规格：详设计\r\n5.其他详设计及满足规范要求","台","4","","460.54","1842.16",""]
["8","030411004081","","配线 WDZN-RYS-2*1.5mm2","1.名称：配线 \r\n2.配线形式：综合考虑 \r\n3.型号：WDZN-RYSP\r\n4.规格：2*1.5mm2 \r\n5.材质：铜芯软线 \r\n6.配线部位：综合考虑 \r\n7.配线线制：详设计 \r\n8.钢索材质、规格：详设计\r\n9.其他详设计及满足规范要求","m","215.36","","3.83","824.83",""]
[" "," ","","分部小计 ",""," "," ",""," ","2666.99"," "]
[" "," ","","消防设备电源监控系统 ",""," "," ",""," "," "," "]
["9","030503006082","","电压信号传感器","1.名称：电压信号传感器 \r\n2.类别：详设计 \r\n3.功能：综合考虑 \r\n4.规格：详设计\r\n5.其他详设计及满足规范要求","台","1","","266.86","266.86",""]
["10","030411004084","","配线 WDZN-RYSP-2*1.5mm2","1.名称：配线 \r\n2.配线形式：综合考虑 \r\n3.型号：WDZN-RYSP\r\n4.规格：2*1.5mm2 \r\n5.材质：铜芯软线 \r\n6.配线部位：综合考虑 \r\n7.配线线制：详设计 \r\n8.钢索材质、规格：详设计\r\n9.其他详设计及满足规范要求","m","412.83","","5.77","2382.03",""]
["11","030411004085","","配线 WDZB1N-BYJ(F)-2.5mm2","1.名称：配线 \r\n2.配线形式：综合考虑 \r\n3.型号：WDZB1N-BYJ(F)\r\n4.规格：2.5mm2 \r\n5.材质：铜芯线 \r\n6.配线部位：综合考虑 \r\n7.配线线制：详设计 \r\n8.钢索材质、规格：详设计\r\n9.其他详设计及满足规范要求","m","412.83","","3.49","1440.78",""]
[" "," ","","分部小计 ",""," "," ",""," ","4089.67"," "]
[" "," ","","集中控制应急照明系统 ",""," "," ",""," "," "," "]
["12","030404017007","","A型应急照明集中电源 KW-D-0.6KVA","1.名称：A型应急照明集中电源\r\n2.规格、型号：KW-D-0.6KVA\r\n3.安装形式：挂墙安装\r\n4.不含端子板外部接线、压铜接线端子\r\n5.含支架、开孔，配线，盘柜防火，堵洞等成套配置","台","2","","2053.71","4107.42",""]
["13","030412004081","","集中电源集中控制型消防应急标志灯(单面单向) KW-BLJC-1LEⅡ0.3W-915A","1.名称：集中电源集中控制型消防应急标志灯(单面单向)  \r\n2.规格、型号：KW-BLJC-1LEⅡ0.3W-915A\r\n3.安装形式：嵌墙安装,底边距地面0.5m\r\n4.满足设计图纸及验收规范要求","套","61","","58.52","3569.72",""]
["14","030412004081","","集中电源集中控制型多信息复合标志灯(双面单向) KW-BLJC-2OEⅠ0.3W-919T2A","1.名称：集中电源集中控制型多信息复合标志灯(双面单向) \r\n2.规格、型号：KW-BLJC-2OEⅠ0.3W-919T2A\r\n3.安装形式：吊装,吊顶下0.1m\r\n4.满足设计图纸及验收规范要求","套","20","","59.43","1188.60",""]
["15","030412004081","","楼层显示标志灯","1.名称：楼层显示标志灯\r\n2.规格、型号：详设计\r\n3.安装形式：壁装,底边距地面2.5m\r\n4.满足设计图纸及验收规范要求","套","14","","74.88","1048.32",""]
["16","030412004080","","集中电源集中控制型安全出口标志灯 KW-BLJC-1OEⅡ0.3W-918AA","1.名称：集中电源集中控制型安全出口标志灯   \r\n2.规格、型号：KW-BLJC-1OEⅡ0.3W-918AA\r\n3.安装形式：挂墙安装,门楣上0.1m\r\n4.满足设计图纸及验收规范要求","套","1","","63.79","63.79",""]
["17","030412004080","","集中电源集中控制型疏散出口标志灯 KW-BLJC-1OEⅡ0.3W-918A","1.名称：集中电源集中控制型疏散出口标志灯   \r\n2.规格、型号：KW-BLJC-1OEⅡ0.3W-918A \r\n3.安装形式：挂墙安装,门楣上0.1m\r\n4.满足设计图纸及验收规范要求","套","3","","58.52","175.56",""]
["18","030412004080","","集中电源集中控制型消防应急照明灯 KW-ZFJC-E5W-835B,600lm","1.名称：集中电源集中控制型消防应急照明灯   \r\n2.规格、型号：KW-ZFJC-E5W-835B,600lm\r\n3.安装形式：吸顶安装 \r\n4.满足设计图纸及验收规范要求","套","17","","63.90","1086.30",""]
["19","030412004080","","集中电源集中控制型消防应急照明灯（室外型） KW-ZFJC-E5W-835B,600lm","1.名称：集中电源集中控制型消防应急照明灯（室外型） \r\n2.规格、型号：KW-ZFJC-E5W-835B,600lm\r\n3.安装形式：壁装,底边距地面2.5m/门楣上0.1m，在室外或地面上设置时,防护等级不低于IP67。\r\n4.满足设计图纸及验收规范要求","套","61","","67.42","4112.62",""]
["20","030404032090","","无端子外部接线 ≤2.5mm2","1.名称：无端子外部接线 \r\n2.型号、规格：≤2.5mm2  \r\n3.满足设计图纸及验收规范要求","个","19","","8.32","158.08",""]
["21","030411004081","","配线 WDZCN-RYJS-2*2.5mm2","1.名称：配线 \r\n2.配线形式：综合考虑 \r\n3.型号：WDZCN-RYJS\r\n4.规格：2*2.5mm2\r\n5.材质：铜芯软线 \r\n6.配线部位：综合考虑 \r\n7.配线线制：详设计 \r\n8.钢索材质、规格：详设计\r\n9.其他详设计及满足规范要求","m","1689.4","","4.37","7382.68",""]
["22","030411004084","","配线 WDZCN-RYJSP-2*1.5mm2","1.名称：配线 \r\n2.配线形式：综合考虑 \r\n3.型号：WDZCN-RYJSP\r\n4.规格：2*1.5mm2 \r\n5.材质：铜芯软线 \r\n6.配线部位：综合考虑 \r\n7.配线线制：详设计 \r\n8.钢索材质、规格：详设计\r\n9.其他详设计及满足规范要求","m","232.39","","5.76","1338.57",""]
["23","030411001089","","金属软管 DN20","1.名称：金属软管 \r\n2.材质：过塑金属 \r\n3.规格： DN20\r\n4.其他：满足施工规范、验收规范及设计要求","m","5.2","","44.97","233.84",""]
[" "," ","","分部小计 ",""," "," ",""," ","24465.50"," "]
[" "," ","","单价措施项目清单 ",""," "," ",""," "," "," "]
[" "," ","","其他措施项目 ",""," "," ",""," "," "," "]
["24","031302007001","","高层施工增加费"," ","项"," ",""," ","",""]
[" "," ","","分部小计 ",""," "," ",""," "," "," "]
[" "," ","","专业措施项目 ",""," "," ",""," "," "," "]
["25","031301001001","","吊装加固"," ","项"," ",""," ","",""]
["26","031301002001","","金属抱杆安装拆除、移位"," ","项"," ",""," ","",""]
["27","031301003001","","平台铺设、拆除"," ","项"," ",""," ","",""]
["28","031301004001","","顶升、提升装置"," ","项"," ",""," ","",""]
["29","031301005001","","大型设备专用机具"," ","项"," ",""," ","",""]
["30","031301006001","","焊接工艺评定"," ","项"," ",""," ","",""]
["31","031301007001","","胎（模）具制作、安装、拆除"," ","项"," ",""," ","",""]
["32","031301008001","","防护棚制作安装拆除"," ","项"," ",""," ","",""]
["33","031301009001","","特殊地区施工增加"," ","项"," ",""," ","",""]
["34","031301010001","","安装与生产同时进行施工增加"," ","项"," ",""," ","",""]
["35","031301011001","","在有害身体健康环境中施工增加"," ","项"," ",""," ","",""]
["36","031301012001","","工程系统检测、检验"," ","项"," ",""," ","",""]
["37","031301013001","","设备、管道施工的安全、防冻和焊接保护"," ","项"," ",""," ","",""]
["38","031301014001","","焦炉烘炉、热态工程"," ","项"," ",""," ","",""]
["39","031301015001","","管道安拆后的充气保护"," ","项"," ",""," ","",""]
["40","031301016001","","隧道内施工的通风、供水、供气、供电、照明及通讯设施"," ","项"," ",""," ","",""]
["41","031301017001","","脚手架搭拆"," ","项","1","","324.75","324.75",""]
["42","031301018001","","其他措施"," ","项"," ",""," ","",""]
[" "," ","","分部小计 ",""," "," ",""," ","324.75"," "]
[" "," ","","分部小计 ",""," "," ",""," ","324.75"," "]
["合　　计","","","","","","","","","48828.62",""]

{"sheet":"F.4 总价措施项目清单计价表(表-11)【学生宿舍6-2#~","index":115,"n_rows":15,"n_cols":12,"rows_kept":15,"merged":[[0,0,0,11],[1,0,1,1],[1,2,1,5],[1,6,1,7],[1,8,1,11],[2,1,2,2],[2,3,2,4],[2,8,2,9],[3,1,3,2],[3,3,3,4],[3,8,3,9],[4,1,4,2],[4,3,4,4],[4,8,4,9],[5,1,5,2],[5,3,5,4],[5,8,5,9],[6,1,6,2],[6,3,6,4],[6,8,6,9],[7,1,7,2],[7,3,7,4],[7,8,7,9],[8,1,8,2],[8,3,8,4],[8,8,8,9],[9,1,9,2],[9,3,9,4],[9,8,9,9],[10,1,10,2],[10,3,10,4],[10,8,10,9],[11,1,11,2],[11,3,11,4],[11,8,11,9],[12,1,12,2],[12,3,12,4],[12,8,12,9],[13,1,13,2],[13,3,13,4],[13,8,13,9],[14,0,14,6],[14,8,14,9]],"flags":["formulas_cached_only"]}
["总价措施项目清单计价表","","","","","","","","","","",""]
["工程名称：","","凉山州科教园区暨医学类教育服务项目\\学生宿舍6-2#【6-2#学生宿舍-消防电气】","","","","标段：","","","","",""]
["序 号","项目编码","","项目名称","","计算基础","费率\r\n（%）","金额\r\n（元）","调整费率\r\n(%)","","调整后\r\n金额(元)","备注"]
["1","031302001001","","安全文明施工费",""," "," ","2090.34","","",""," "]
["1.1","①","","环境保护费","","分部分项工程及单价措施项目(定额人工费+定额机械费)","1.1","165.42","","",""," "]
["1.2","②","","文明施工费","","分部分项工程及单价措施项目(定额人工费+定额机械费)","2.5","375.96","","",""," "]
["1.3","③","","安全施工费","","分部分项工程及单价措施项目(定额人工费+定额机械费)","3.9","586.50","","",""," "]
["1.4","④","","临时设施费","","分部分项工程及单价措施项目(定额人工费+定额机械费)","6.4","962.46","","",""," "]
["2","031302002001","","夜间施工增加费",""," "," ","72.18","","",""," "]
["3","031302003001","","非夜间施工增加",""," "," ","","","",""," "]
["4","031302004001","","二次搬运费",""," "," ","34.59","","",""," "]
["5","031302005001","","冬雨季施工增加费",""," "," ","54.14","","",""," "]
["6","031302006001","","已完工程及设备保护费",""," "," ","","","",""," "]
["7","031302008001","","工程定位复测费",""," "," ","13.53","","",""," "]
["合　　计","","","","","","","2264.78","-","","-","-"]

{"sheet":"H 规费、税金项目清单计价表(表-13)【学生宿舍6-2#‖~","index":116,"n_rows":7,"n_cols":6,"rows_kept":7,"merged":[[0,0,0,5],[1,1,1,2],[1,3,1,4],[6,0,6,4]],"flags":["formulas_cached_only"]}
["规费、税金项目计价表","","","","",""]
["工程名称：","凉山州科教园区暨医学类教育服务项目\\学生宿舍6-2#【6-2#学生宿舍-消防电气】","","标段：","",""]
["序号","项目名称","计算基础","计算基数","计算费率（％）","金额(元)"]
["1","规费","分部分项定额人工费+单价措施项目定额人工费","14708.72","8.36","1229.65"]
["2","销项增值税额","分部分项工程费+措施项目费+其他项目费+规费+按实计算费用+创优质工程奖补偿奖励费-按规定不计税的工程设备金额-除税甲供材料（设备）费","52323.05","9","4709.07"]
["3","附加税","分部分项工程费+措施项目费+其他项目费+规费+按实计算费用+创优质工程奖补偿奖励费-按规定不计税的工程设备金额-除税甲供材料（设备）费","52323.05","0.313","163.77"]
["合计","","","","","6102.49"]

{"sheet":"L.2 承包人提供主要材料和工程设备一览表(表-21)【学~3","index":117,"n_rows":25,"n_cols":10,"rows_kept":25,"merged":[[0,0,0,9],[1,1,1,4],[1,5,1,7],[1,8,1,9],[2,4,2,5],[3,4,3,5],[4,4,4,5],[5,4,5,5],[6,4,6,5],[7,4,7,5],[8,4,8,5],[9,4,9,5],[10,4,10,5],[11,4,11,5],[12,4,12,5],[13,4,13,5],[14,4,14,5],[15,4,15,5],[16,4,16,5],[17,4,17,5],[18,4,18,5],[19,4,19,5],[20,4,20,5],[21,4,21,5],[22,4,22,5],[23,4,23,5],[24,4,24,5]],"flags":["formulas_cached_only"]}
[" 承包人提供主要材料和工程设备一览表\r\n（适用造价信息差额调整法）","","","","","","","","",""]
["工程名称：","凉山州科教园区暨医学类教育服务项目\\学生宿舍6-2#【6-2#学生宿舍-消防电气】","","","","标段：","","","",""]
["序号","名称、规格、型号","单位","数量","风险系数(%)","","基准单价(元)","投标单价(元)","发承包人确认单价(元)","备注"]
["1","消火栓按钮","个","49"," ","","22.82","",""," "]
["2","门磁开关","套","2"," ","","90.00","",""," "]
["3","电气火灾监控模块","台","4"," ","","167.40","",""," "]
["4","配线 WDZN-RYS-2*1.5mm2","m","753.387"," ","","2.37","",""," "]
["5","集中电源集中控制型消防应急标志灯(单面单向) KW-BLJC-1LEⅡ0.3W-915A","套","61.61"," ","","27.00","",""," "]
["6","集中电源集中控制型多信息复合标志灯(双面单向) KW-BLJC-2OEⅠ0.3W-919T2A","套","20.2"," ","","27.90","",""," "]
["7","楼层显示标志灯","套","14.14"," ","","43.20","",""," "]
["8","集中电源集中控制型安全出口标志灯 KW-BLJC-1OEⅡ0.3W-918AA","套","1.01"," ","","32.22","",""," "]
["9","集中电源集中控制型疏散出口标志灯 KW-BLJC-1OEⅡ0.3W-918A","套","3.03"," ","","27.00","",""," "]
["10","集中电源集中控制型消防应急照明灯 KW-ZFJC-E5W-835B,600lm","套","17.17"," ","","32.40","",""," "]
["11","集中电源集中控制型消防应急照明灯（室外型） KW-ZFJC-E5W-835B,600lm","套","61.61"," ","","32.40","",""," "]
["12","无端子外部接线 ≤2.5mm2","个","19"," ","","4.50","",""," "]
["13","配线 WDZCN-RYJS-2*2.5mm2","m","1824.552"," ","","2.73","",""," "]
["14","配线 WDZCN-RYJSP-2*1.5mm2","m","250.981"," ","","4.16","",""," "]
["15","金属软管 DN20","m","5.356"," ","","2.45","",""," "]
["16","控制电缆头 电缆芯数（芯） ≤6","个","4"," ","","9.00","",""," "]
["17","A型应急照明集中电源 KW-D-0.6KVA","台","2"," ","","1260.00","",""," "]
["18","防火门监控模块","个","2"," ","","45.00","",""," "]
["19","电压信号传感器","台","1"," ","","187.20","",""," "]
["20","配线 WDZN-RYSP-2*1.5mm2","m","445.856"," ","","4.17","",""," "]
["21","配线 WDZB1N-BYJ(F)-2.5mm2","m","478.883"," ","","1.83","",""," "]
["22","控制电缆 WDZBN-YJY-4X4mm2","m","404.737"," ","","10.31","",""," "]

{"sheet":"E.3 单位工程招标控制价汇总表(表-04)【学生宿舍6-~3","index":118,"n_rows":19,"n_cols":5,"rows_kept":19,"merged":[[0,0,0,4],[1,0,1,1],[2,1,2,2],[3,1,3,2],[4,1,4,2],[5,1,5,2],[6,1,6,2],[7,1,7,2],[8,1,8,2],[9,1,9,2],[10,1,10,2],[11,1,11,2],[12,1,12,2],[13,1,13,2],[14,1,14,2],[15,1,15,2],[16,1,16,2],[17,1,17,2],[18,0,18,2]],"flags":["formulas_cached_only"]}
["单位工程招标控制价汇总表","","","",""]
["工程名称：","","凉山州科教园区暨医学类教育服务项目\\学生宿舍6-2#【6-2#学生宿舍-消防水】","标段：",""]
["序号","汇总内容","","金  额（元）","其中:暂估价(元)"]
["1","分部分项及单价措施项目","","171929.54"," "]
[" ","0309 消火栓系统 ","","170009.97"," "]
["2","总价措施项目","","8052.06","-"]
["2.1","其中：安全文明施工费","","7431.85","-"]
["3","其他项目",""," ","-"]
["3.1","其中：暂列金额",""," ","-"]
["3.2","其中：专业工程暂估价",""," ","-"]
["3.3","其中：计日工",""," ","-"]
["3.4","其中：总承包服务费",""," ","-"]
["4","规费","","4218.77","-"]
["5","创优质工程奖补偿奖励费",""," ","-"]
["6","税前不含税工程造价","","184200.37","-"]
["6.1","其中：除税甲供材料（设备）费",""," ","-"]
["7","销项增值税额","","16578.03","-"]
["8","附加税","","576.55","-"]
[" 招标控制价/投标报价总价合计=税前不含税工程造价+销项增值税额+附加税","","","201354.95"," "]

{"sheet":"F.1.1 分部分项工程和单价措施项目清单与计价表(表-~20","index":119,"n_rows":54,"n_cols":11,"rows_kept":54,"merged":[[0,0,0,10],[1,0,1,1],[1,2,1,6],[1,7,1,8],[1,9,1,10],[2,0,4,0],[2,1,4,2],[2,3,4,3],[2,4,4,4],[2,5,4,5],[2,6,4,7],[2,8,2,10],[3,8,4,8],[3,9,4,9],[5,1,5,2],[5,3,5,4],[5,6,5,7],[6,1,6,2],[6,6,6,7],[7,1,7,2],[7,6,7,7],[8,1,8,2],[8,6,8,7],[9,1,9,2],[9,6,9,7],[10,1,10,2],[10,6,10,7],[11,1,11,2],[11,6,11,7],[12,1,12,2],[12,6,12,7],[13,1,13,2],[13,6,13,7],[14,1,14,2],[14,6,14,7],[15,1,15,2],[15,6,15,7],[16,1,16,2],[16,6,16,7],[17,1,17,2],[17,6,17,7],[18,1,18,2],[18,6,18,7],[19,1,19,2],[19,6,19,7],[20,1,20,2],[20,6,20,7],[21,1,21,2],[21,6,21,7],[22,1,22,2],[22,6,22,7],[23,1,23,2],[23,6,23,7],[24,1,24,2],[24,6,24,7],[25,1,25,2],[25,6,25,7],[26,1,26,2],[26,6,26,7],[27,1,27,2],[27,3,27,4],[27,6,27,7],[28,1,28,2],[28,3,28,4],[28,6,28,7],[29,1,29,2],[29,3,29,4],[29,6,29,7],[30,1,30,2],[30,6,30,7],[31,1,31,2],[31,3,31,4],[31,6,31,7],[32,1,32,2],[32,3,32,4],[32,6,32,7],[33,1,33,2],[33,6,33,7],[34,1,34,2],[34,6,34,7],[35,1,35,2],[35,6,35,7],[36,1,36,2],[36,6,36,7],[37,1,37,2],[37,6,37,7],[38,1,38,2],[38,6,38,7],[39,1,39,2],[39,6,39,7],[40,1,40,2],[40,6,40,7],[41,1,41,2],[41,6,41,7],[42,1,42,2],[42,6,42,7],[43,1,43,2],[43,6,43,7],[44,1,44,2],[44,6,44,7],[45,1,45,2],[45,6,45,7],[46,1,46,2],[46,6,46,7],[47,1,47,2],[47,6,47,7],[48,1,48,2],[48,6,48,7],[49,1,49,2],[49,6,49,7],[50,1,50,2],[50,6,50,7],[51,1,51,2],[51,3,51,4],[51,6,51,7],[52,1,52,2],[52,3,52,4],[52,6,52,7],[53,0,53,8]],"flags":["formulas_cached_only"]}
["分部分项工程和单价措施项目清单与计价表","","","","","","","","","",""]
["工程名称：","","凉山州科教园区暨医学类教育服务项目\\学生宿舍6-2#【6-2#学生宿舍-消防水】","","","","","标段：","","",""]
["序号","项目编码","","项目名称","项目特征","计量\r\n单位","工程\r\n量","","金额（元）","",""]
["","","","","","","","","综合单价","合价","其   中"]
["","","","","","","","","","","暂估价"]
[" "," ","","0309 消火栓系统 ",""," "," ",""," "," "," "]
["1","030901002001","","内外壁热浸镀锌加厚钢管 DN65","1.安装部位：室内 \r\n2.材质：内外壁热浸镀锌加厚钢管\r\n3.型号、规格：DN65mm\r\n4.连接形式：卡箍连接\r\n5.含直管、管件费等\r\n6.按规范要求对管道进行吹扫、冲洗、水压试验等\r\n7.其它：满足设计及规范要求","m","128.21","","91.04","11672.24",""]
["2","030901002002","","内外壁热浸镀锌加厚钢管 DN100","1.安装部位：室内\r\n2.材质：内外壁热浸镀锌加厚钢管\r\n3.型号、规格：DN100mm\r\n4.连接形式：卡箍连接\r\n5.含直管、管件费等\r\n6.按规范要求对管道进行吹扫、冲洗、水压试验等\r\n7.其它：满足设计及规范要求","m","312.11","","123.49","38542.46",""]
["3","030901002001","","内外壁热浸镀锌钢管 DN65","1.安装部位：室内 \r\n2.材质：内外壁热浸镀锌加厚钢管\r\n3.型号、规格：DN65mm\r\n4.连接形式：卡箍连接\r\n5.含直管、管件费等\r\n6.按规范要求对管道进行吹扫、冲洗、水压试验等\r\n7.其它：满足设计及规范要求","m","64.68","","78.05","5048.27",""]
["4","030901002002","","内外壁热浸镀锌钢管 DN100","1.安装部位：室内\r\n2.材质：内外壁热浸镀锌加厚钢管\r\n3.型号、规格：DN100mm\r\n4.连接形式：卡箍连接\r\n5.含直管、管件费等\r\n6.按规范要求对管道进行吹扫、冲洗、水压试验等\r\n7.其它：满足设计及规范要求","m","130.88","","111.23","14557.78",""]
["5","030901002002","","内外壁热浸镀锌加厚钢管 DN150","1.安装部位：室内\r\n2.材质：内外壁热浸镀锌加厚钢管\r\n3.型号、规格：DN150mm\r\n4.连接形式：卡箍连接\r\n5.含直管、管件费等\r\n6.按规范要求对管道进行吹扫、冲洗、水压试验等\r\n7.其它：满足设计及规范要求","m","5.41","","203.07","1098.61",""]
["6","031201001003","","管道刷油","1.名称：管道刷油\r\n2.标志色方式、品种：消火栓管刷樟丹二道,红色调和漆二道;自动喷水管刷樟丹二道,红色黄环调和漆二道。\r\n3.满足设计图纸及验收规范要求","m2","212.27","","7.91","1679.06",""]
["7","030807003005","","带锁定装置的双向型蝶阀 DN100","1.名称：带锁定装置的双向型蝶阀\r\n2.材质：详设计\r\n3.型号、规格：DN100mm \r\n4.连接形式：法兰连接\r\n5.其他：满足设计及规范要求","个","15","","356.73","5350.95",""]
["8","030807003005","","带锁定装置的双向型蝶阀 DN150","1.名称：带锁定装置的双向型蝶阀\r\n2.材质：详设计\r\n3.型号、规格：DN150mm \r\n4.连接形式：法兰连接\r\n5.其他：满足设计及规范要求","个","12","","541.74","6500.88",""]
["9","030807003006","","金属波纹管 DN150","1.名称：金属波纹管\r\n2.材质：详设计\r\n3.型号、规格：DN150mm \r\n4.连接形式：法兰连接\r\n5.其他：满足设计及规范要求","个","2","","984.82","1969.64",""]
["10","030901010007","","甲型单栓带灭火器箱组合式消防柜","1.名称：甲型单栓带灭火器箱组合式消防柜\r\n2.安装部位：室内 \r\n3.型号、规格：详设计\r\n4.内配减压稳压消火栓SNW65-Ⅲ、衬胶水龙带25m一条,直流水枪19mm一支.报警按钮和指示灯各1个\r\n5.消火栓按钮另列清单项\r\n6.其他：满足设计及规范要求","套","39","","835.25","32574.75",""]
["11","030901010008","","试验消火栓箱","1.名称：试验消火栓箱\r\n2.安装部位：室内 \r\n3.型号、规格：详设计\r\n4.附件配置：消火栓柜1800×700×180。箱内配SN65或SNW65一个;DN65、L25m衬胶水带一条;φ19mm水枪一支;带消防软管卷盘,软管长度30米\r\n5.消火栓按钮另列清单项\r\n6.其他：满足设计及规范要求","套","1","","187.82","187.82",""]
["12","030901013009","","手提式磷酸铵盐干粉灭火器  MF/ABC4","1.名称：磷酸铵盐干粉灭火器\r\n2.形式：手提式\r\n3.规格、型号：MF/ABC4\r\n4.其它：满足施工图设计要求及施工验收规范要求","具","18","","52.59","946.62",""]
["13","030901013009","","手提式磷酸铵盐干粉灭火器  MF/ABC5","1.名称：磷酸铵盐干粉灭火器\r\n2.形式：手提式\r\n3.规格、型号：MF/ABC5\r\n4.其它：满足施工图设计要求及施工验收规范要求","具","224","","57.59","12900.16",""]
["14","030901013009","","灭火器放置箱","1.名称：灭火器放置箱\r\n2.形式：挂墙\r\n3.规格、型号：详设计\r\n4.其它：满足施工图设计要求及施工验收规范要求","个","82","","61.16","5015.12",""]
["15","030703022010","","自动排气阀  DN25","1.类型：自动排气阀\r\n2.材质：碳钢\r\n3.型号、规格：WP DN20mm\r\n4.含截止阀\r\n5.其他：满足设计及规范要求","个","1","","57.44","57.44",""]
["16","030815001015","","管道支架制作安装","1.名称：管道支架及套管\r\n2.材质：型钢（综合）\r\n3.支架除锈后刷樟丹二道，灰色调和漆两道\r\n4.其它：满足设计及规范要求","kg","798.34","","17.69","14122.63",""]
["17","031003003021","","旋启式止回阀 DN100","1.类型：消声止回阀 \r\n2.材质：球墨铸铁阀体 \r\n3.规格、压力等级：DN100 \r\n4.连接形式：法兰连接 \r\n5.焊接方法：详设计\r\n6.含沟槽法兰等综合考虑\r\n7.其他详设计及满足规范要求","个","2","","1077.19","2154.38",""]
["18","031003003021","","安全泄压阀 DN100","1.类型：安全泄压阀\r\n2.材质：铸钢 \r\n3.规格、压力等级：DN100 \r\n4.连接形式：法兰连接 \r\n5.焊接方法：详设计\r\n6.含沟槽法兰等综合考虑\r\n7.其他详设计及满足规范要求","个","1","","907.99","907.99",""]
["19","031001007084","","钢丝网骨架复合给水管 DN100","1.安装部位：室外\r\n2.介质：冷水\r\n3.规格、压力等级：DN100 1.6MPa\r\n4.连接方式：综合考虑\r\n5.包含配套管件及附件\r\n6.含水压试验、管道冲洗等综合考虑\r\n7.其他要求：满足相关标准图集、规范、设计及验收要求等","m","8","","101.60","812.80",""]
["20","030601002026","","压力表","1.名称：压力表 \r\n2.型号：详设计 \r\n3.规格：详设计\r\n4.压力表弯材质、规格：详设计 \r\n5.挠性管材质、规格：详设计  \r\n6.支架形式、材质：详设计  \r\n7.调试要求：详设计  \r\n8.脱脂要求：详设计 \r\n9.其他详设计及满足规范要求","台","1","","66.05","66.05",""]
["21","030905002016","","消火栓灭火系统调试","1.系统形式：消火栓灭火系统调试\r\n2.其它：满足施工图设计要求及施工验收规范要求","点","47","","294.56","13844.32",""]
[" "," ","","分部小计 ",""," "," ",""," ","170009.97"," "]
[" "," ","","单价措施项目清单 ",""," "," ",""," "," "," "]
[" "," ","","其他措施项目 ",""," "," ",""," "," "," "]
["22","031302007001","","高层施工增加费"," ","项"," ",""," ","",""]
[" "," ","","分部小计 ",""," "," ",""," "," "," "]
[" "," ","","专业措施项目 ",""," "," ",""," "," "," "]
["23","031301001001","","吊装加固"," ","项"," ",""," ","",""]
["24","031301002001","","金属抱杆安装拆除、移位"," ","项"," ",""," ","",""]
["25","031301003001","","平台铺设、拆除"," ","项"," ",""," ","",""]
["26","031301004001","","顶升、提升装置"," ","项"," ",""," ","",""]
["27","031301005001","","大型设备专用机具"," ","项"," ",""," ","",""]
["28","031301006001","","焊接工艺评定"," ","项"," ",""," ","",""]
["29","031301007001","","胎（模）具制作、安装、拆除"," ","项"," ",""," ","",""]
["30","031301008001","","防护棚制作安装拆除"," ","项"," ",""," ","",""]
["31","031301009001","","特殊地区施工增加"," ","项"," ",""," ","",""]
["32","031301010001","","安装与生产同时进行施工增加"," ","项"," ",""," ","",""]
["33","031301011001","","在有害身体健康环境中施工增加"," ","项"," ",""," ","",""]
["34","031301012001","","工程系统检测、检验"," ","项"," ",""," ","",""]
["35","031301013001","","设备、管道施工的安全、防冻和焊接保护"," ","项"," ",""," ","",""]
["36","031301014001","","焦炉烘炉、热态工程"," ","项"," ",""," ","",""]
["37","031301015001","","管道安拆后的充气保护"," ","项"," ",""," ","",""]
["38","031301016001","","隧道内施工的通风、供水、供气、供电、照明及通讯设施"," ","项"," ",""," ","",""]
["39","031301017001","","脚手架搭拆"," ","项","1","","1919.57","1919.57",""]
["40","031301018001","","其他措施"," ","项"," ",""," ","",""]
[" "," ","","分部小计 ",""," "," ",""," ","1919.57"," "]
[" "," ","","分部小计 ",""," "," ",""," ","1919.57"," "]
["合　　计","","","","","","","","","171929.54",""]

{"sheet":"F.4 总价措施项目清单计价表(表-11)【学生宿舍6-2~1","index":120,"n_rows":15,"n_cols":12,"rows_kept":15,"merged":[[0,0,0,11],[1,0,1,1],[1,2,1,5],[1,6,1,7],[1,8,1,11],[2,1,2,2],[2,3,2,4],[2,8,2,9],[3,1,3,2],[3,3,3,4],[3,8,3,9],[4,1,4,2],[4,3,4,4],[4,8,4,9],[5,1,5,2],[5,3,5,4],[5,8,5,9],[6,1,6,2],[6,3,6,4],[6,8,6,9],[7,1,7,2],[7,3,7,4],[7,8,7,9],[8,1,8,2],[8,3,8,4],[8,8,8,9],[9,1,9,2],[9,3,9,4],[9,8,9,9],[10,1,10,2],[10,3,10,4],[10,8,10,9],[11,1,11,2],[11,3,11,4],[11,8,11,9],[12,1,12,2],[12,3,12,4],[12,8,12,9],[13,1,13,2],[13,3,13,4],[13,8,13,9],[14,0,14,6],[14,8,14,9]],"flags":["formulas_cached_only"]}
["总价措施项目清单计价表","","","","","","","","","","",""]
["工程名称：","","凉山州科教园区暨医学类教育服务项目\\学生宿舍6-2#【6-2#学生宿舍-消防水】","","","","标段：","","","","",""]
["序 号","项目编码","","项目名称","","计算基础","费率\r\n（%）","金额\r\n（元）","调整费率\r\n(%)","","调整后\r\n金额(元)","备注"]
["1","031302001001","","安全文明施工费",""," "," ","7431.85","","",""," "]
["1.1","①","","环境保护费","","分部分项工程及单价措施项目(定额人工费+定额机械费)","1.1","588.13","","",""," "]
["1.2","②","","文明施工费","","分部分项工程及单价措施项目(定额人工费+定额机械费)","2.5","1336.66","","",""," "]
["1.3","③","","安全施工费","","分部分项工程及单价措施项目(定额人工费+定额机械费)","3.9","2085.20","","",""," "]
["1.4","④","","临时设施费","","分部分项工程及单价措施项目(定额人工费+定额机械费)","6.4","3421.86","","",""," "]
["2","031302002001","","夜间施工增加费",""," "," ","256.64","","",""," "]
["3","031302003001","","非夜间施工增加",""," "," ","","","",""," "]
["4","031302004001","","二次搬运费",""," "," ","122.97","","",""," "]
["5","031302005001","","冬雨季施工增加费",""," "," ","192.48","","",""," "]
["6","031302006001","","已完工程及设备保护费",""," "," ","","","",""," "]
["7","031302008001","","工程定位复测费",""," "," ","48.12","","",""," "]
["合　　计","","","","","","","8052.06","-","","-","-"]

{"sheet":"H 规费、税金项目清单计价表(表-13)【学生宿舍6-2#~1","index":121,"n_rows":7,"n_cols":6,"rows_kept":7,"merged":[[0,0,0,5],[1,1,1,2],[1,3,1,4],[6,0,6,4]],"flags":["formulas_cached_only"]}
["规费、税金项目计价表","","","","",""]
["工程名称：","凉山州科教园区暨医学类教育服务项目\\学生宿舍6-2#【6-2#学生宿舍-消防水】","","标段：","",""]
["序号","项目名称","计算基础","计算基数","计算费率（％）","金额(元)"]
["1","规费","分部分项定额人工费+单价措施项目定额人工费","50463.72","8.36","4218.77"]
["2","销项增值税额","分部分项工程费+措施项目费+其他项目费+规费+按实计算费用+创优质工程奖补偿奖励费-按规定不计税的工程设备金额-除税甲供材料（设备）费","184200.37","9","16578.03"]
["3","附加税","分部分项工程费+措施项目费+其他项目费+规费+按实计算费用+创优质工程奖补偿奖励费-按规定不计税的工程设备金额-除税甲供材料（设备）费","184200.37","0.313","576.55"]
["合计","","","","","21373.35"]

{"sheet":"L.2 承包人提供主要材料和工程设备一览表(表-21)【学~4","index":122,"n_rows":33,"n_cols":10,"rows_kept":33,"merged":[[0,0,0,9],[1,1,1,4],[1,5,1,7],[1,8,1,9],[2,4,2,5],[3,4,3,5],[4,4,4,5],[5,4,5,5],[6,4,6,5],[7,4,7,5],[8,4,8,5],[9,4,9,5],[10,4,10,5],[11,4,11,5],[12,4,12,5],[13,4,13,5],[14,4,14,5],[15,4,15,5],[16,4,16,5],[17,4,17,5],[18,4,18,5],[19,4,19,5],[20,4,20,5],[21,4,21,5],[22,4,22,5],[23,4,23,5],[24,4,24,5],[25,4,25,5],[26,4,26,5],[27,4,27,5],[28,4,28,5],[29,4,29,5],[30,4,30,5],[31,4,31,5],[32,4,32,5]],"flags":["formulas_cached_only"]}
[" 承包人提供主要材料和工程设备一览表\r\n（适用造价信息差额调整法）","","","","","","","","",""]
["工程名称：","凉山州科教园区暨医学类教育服务项目\\学生宿舍6-2#【6-2#学生宿舍-消防水】","","","","标段：","","","",""]
["序号","名称、规格、型号","单位","数量","风险系数(%)","","基准单价(元)","投标单价(元)","发承包人确认单价(元)","备注"]
["1","沟槽直接头 （含胶圈）DN65","套","32.155"," ","","10.87","",""," "]
["2","消火栓沟槽管件DN65","个","62.37"," ","","15.39","",""," "]
["3","沟槽直接头 （含胶圈）DN100","套","71.128"," ","","17.98","",""," "]
["4","消火栓沟槽管件DN100","个","147.383"," ","","24.64","",""," "]
["5","碳钢平焊法兰DN100","片","38"," ","","27.14","",""," "]
["6","碳钢平焊法兰DN150","片","28"," ","","51.25","",""," "]
["7","压力表","台","1"," ","","18.00","",""," "]
["8","旋启式止回阀 DN100","个","2"," ","","781.20","",""," "]
["9","灭火器MF/ABC5","具","224"," ","","50.00","",""," "]
["10","镀锌加厚钢管DN65","m","130.133"," ","","37.81","",""," "]
["11","镀锌加厚钢管DN100","m","300.237"," ","","60.94","",""," "]
["12","内外壁热浸镀锌钢管 DN65","m","65.65"," ","","35.614","",""," "]
["13","内外壁热浸镀锌钢管 DN100","m","132.843"," ","","58.31","",""," "]
["14","酚醛调和漆 各色","kg","42.029"," ","","11.15","",""," "]
["15","带锁定装置的双向型蝶阀 DN100","个","16"," ","","58.50","",""," "]
["16","甲型单栓带灭火器箱组合式消防柜","套","39"," ","","668.70","",""," "]
["17","试验消火栓DN65","套","1.01"," ","","67.50","",""," "]
["18","灭火器MF/ABC4","具","18"," ","","45.00","",""," "]
["19","灭火器放置箱","个","82"," ","","27.00","",""," "]
["20","安全泄压阀DN100","个","1"," ","","612.00","",""," "]
["21","自动排气阀DN25","个","1"," ","","22.50","",""," "]
["22","型钢","kg","838.215"," ","","4.50","",""," "]
["23","醇酸防锈漆 C53-1","kg","9.26"," ","","11.00","",""," "]
["24","钢丝网骨架复核管DN100","m","8.12"," ","","67.32","",""," "]
["25","给水室外钢骨架塑料复合管电熔管件DN100","个","2.184"," ","","57.64","",""," "]
["26","镀锌加厚钢管DN150","m","5.464"," ","","104.11","",""," "]
["27","沟槽直接头 （含胶圈）DN150","套","0.902"," ","","30.20","",""," "]
["28","消火栓沟槽管件DN150","个","2.171"," ","","43.89","",""," "]
["29","带锁定装置的双向型蝶阀 DN150","个","12"," ","","92.70","",""," "]
["30","金属波纹管DN150","个","2"," ","","540.54","",""," "]

{"sheet":"E.3 单位工程招标控制价汇总表(表-04)【学生宿舍6-~4","index":123,"n_rows":19,"n_cols":5,"rows_kept":19,"merged":[[0,0,0,4],[1,0,1,1],[2,1,2,2],[3,1,3,2],[4,1,4,2],[5,1,5,2],[6,1,6,2],[7,1,7,2],[8,1,8,2],[9,1,9,2],[10,1,10,2],[11,1,11,2],[12,1,12,2],[13,1,13,2],[14,1,14,2],[15,1,15,2],[16,1,16,2],[17,1,17,2],[18,0,18,2]],"flags":["formulas_cached_only"]}
["单位工程招标控制价汇总表","","","",""]
["工程名称：","","凉山州科教园区暨医学类教育服务项目\\学生宿舍6-2#【6-2#学生宿舍-防排烟】","标段：",""]
["序号","汇总内容","","金  额（元）","其中:暂估价(元)"]
["1","分部分项及单价措施项目","","197414.39"," "]
[" ","0307 通风及防排烟系统 ","","196577.05"," "]
["2","总价措施项目","","7428.63","-"]
["2.1","其中：安全文明施工费","","6856.44","-"]
["3","其他项目",""," ","-"]
["3.1","其中：暂列金额",""," ","-"]
["3.2","其中：专业工程暂估价",""," ","-"]
["3.3","其中：计日工",""," ","-"]
["3.4","其中：总承包服务费",""," ","-"]
["4","规费","","3875.93","-"]
["5","创优质工程奖补偿奖励费",""," ","-"]
["6","税前不含税工程造价","","208718.95","-"]
["6.1","其中：除税甲供材料（设备）费",""," ","-"]
["7","销项增值税额","","18784.71","-"]
["8","附加税","","653.29","-"]
[" 招标控制价/投标报价总价合计=税前不含税工程造价+销项增值税额+附加税","","","228156.95"," "]

{"sheet":"F.1.1 分部分项工程和单价措施项目清单与计价表(表-~21","index":124,"n_rows":59,"n_cols":11,"rows_kept":59,"merged":[[0,0,0,10],[1,0,1,1],[1,2,1,6],[1,7,1,8],[1,9,1,10],[2,0,4,0],[2,1,4,2],[2,3,4,3],[2,4,4,4],[2,5,4,5],[2,6,4,7],[2,8,2,10],[3,8,4,8],[3,9,4,9],[5,1,5,2],[5,3,5,4],[5,6,5,7],[6,1,6,2],[6,6,6,7],[7,1,7,2],[7,6,7,7],[8,1,8,2],[8,6,8,7],[9,1,9,2],[9,6,9,7],[10,1,10,2],[10,6,10,7],[11,1,11,2],[11,6,11,7],[12,1,12,2],[12,6,12,7],[13,1,13,2],[13,6,13,7],[14,1,14,2],[14,6,14,7],[15,1,15,2],[15,6,15,7],[16,1,16,2],[16,6,16,7],[17,1,17,2],[17,6,17,7],[18,1,18,2],[18,6,18,7],[19,1,19,2],[19,6,19,7],[20,1,20,2],[20,6,20,7],[21,1,21,2],[21,6,21,7],[22,1,22,2],[22,6,22,7],[23,1,23,2],[23,6,23,7],[24,1,24,2],[24,6,24,7],[25,1,25,2],[25,6,25,7],[26,1,26,2],[26,6,26,7],[27,1,27,2],[27,6,27,7],[28,1,28,2],[28,6,28,7],[29,1,29,2],[29,6,29,7],[30,1,30,2],[30,6,30,7],[31,1,31,2],[31,6,31,7],[32,1,32,2],[32,3,32,4],[32,6,32,7],[33,1,33,2],[33,3,33,4],[33,6,33,7],[34,1,34,2],[34,3,34,4],[34,6,34,7],[35,1,35,2],[35,6,35,7],[36,1,36,2],[36,3,36,4],[36,6,36,7],[37,1,37,2],[37,3,37,4],[37,6,37,7],[38,1,38,2],[38,6,38,7],[39,1,39,2],[39,6,39,7],[40,1,40,2],[40,6,40,7],[41,1,41,2],[41,6,41,7],[42,1,42,2],[42,6,42,7],[43,1,43,2],[43,6,43,7],[44,1,44,2],[44,6,44,7],[45,1,45,2],[45,6,45,7],[46,1,46,2],[46,6,46,7],[47,1,47,2],[47,6,47,7],[48,1,48,2],[48,6,48,7],[49,1,49,2],[49,6,49,7],[50,1,50,2],[50,6,50,7],[51,1,51,2],[51,6,51,7],[52,1,52,2],[52,6,52,7],[53,1,53,2],[53,6,53,7],[54,1,54,2],[54,6,54,7],[55,1,55,2],[55,6,55,7],[56,1,56,2],[56,3,56,4],[56,6,56,7],[57,1,57,2],[57,3,57,4],[57,6,57,7],[58,0,58,8]],"flags":["formulas_cached_only"]}
["分部分项工程和单价措施项目清单与计价表","","","","","","","","","",""]
["工程名称：","","凉山州科教园区暨医学类教育服务项目\\学生宿舍6-2#【6-2#学生宿舍-防排烟】","","","","","标段：","","",""]
["序号","项目编码","","项目名称","项目特征","计量\r\n单位","工程\r\n量","","金额（元）","",""]
["","","","","","","","","综合单价","合价","其   中"]
["","","","","","","","","","","暂估价"]
[" "," ","","0307 通风及防排烟系统 ",""," "," ",""," "," "," "]
["1","030108003003","","离心式管道风机1500（m³/h） ","1.名称：离心式管道风机1500（m³/h）\r\n2.系统编号：详设计\r\n3.型号：详设计\r\n4.规格：额定工况：详设计\r\n5.质量：详设计 \r\n6.材质：综合考虑 \r\n7.设备支吊架、橡胶垫、弹簧减震吊架制作安装及除锈刷油综合考虑并计入综合单价 \r\n8.灌浆配合比：详设计 \r\n9.单机试运转要求：详设计及满足规范要求\r\n10.含电机检查接线及调试\r\n11.其他要求：满足设计、相关图集、标准及招标文件技术要求  ","台","1","","1673.74","1673.74",""]
["2","030108003003","","离心式管道风机800（m³/h） ","1.名称：离心式管道风机800（m³/h）\r\n2.系统编号：详设计\r\n3.型号：详设计\r\n4.规格：额定工况：详设计\r\n5.质量：详设计 \r\n6.材质：综合考虑 \r\n7.设备支吊架、橡胶垫、弹簧减震吊架制作安装及除锈刷油综合考虑并计入综合单价 \r\n8.灌浆配合比：详设计 \r\n9.单机试运转要求：详设计及满足规范要求\r\n10.含电机检查接线及调试\r\n11.其他要求：满足设计、相关图集、标准及招标文件技术要求  ","台","1","","1606.24","1606.24",""]
["3","030108003003","","离心式管道风机700（m³/h） ","1.名称：离心式管道风机700（m³/h）\r\n2.系统编号：详设计\r\n3.型号：详设计\r\n4.规格：额定工况：详设计\r\n5.质量：详设计 \r\n6.材质：综合考虑 \r\n7.设备支吊架、橡胶垫、弹簧减震吊架制作安装及除锈刷油综合考虑并计入综合单价 \r\n8.灌浆配合比：详设计 \r\n9.单机试运转要求：详设计及满足规范要求\r\n10.含电机检查接线及调试\r\n11.其他要求：满足设计、相关图集、标准及招标文件技术要求  ","台","1","","1471.24","1471.24",""]
["4","030108003009","","XBDZ型壁式轴流风机1200（m³/h） ","1.名称：XBDZ型壁式轴流风机1200（m³/h）\r\n2.系统编号：详设计\r\n3.型号：详设计\r\n4.规格：额定工况：详设计\r\n5.质量：详设计 \r\n6.材质：综合考虑 \r\n7.设备支吊架、橡胶垫、弹簧减震吊架制作安装及除锈刷油综合考虑并计入综合单价 \r\n8.灌浆配合比：详设计 \r\n9.单机试运转要求：详设计及满足规范要求\r\n10.含电机检查接线及调试\r\n11.其他要求：满足设计、相关图集、标准及招标文件技术要求  ","台","1","","615.60","615.60",""]
["5","030108001010","","隔墙用百叶窗换气扇","1.名称:隔墙用百叶窗换气扇\r\n2.型号.规格:详设计\r\n3.减振支吊架制作安装\r\n4.含柔性接头","台","1","","240.22","240.22",""]
["6","030108001012","","管道式换气扇P-150(带止回功能)","1.名称:管道式换气扇P-150(带止回功能)\r\n2.型号.规格:详设计\r\n3.含柔性接头","台","344","","186.09","64014.96",""]
["7","030703001020","","280℃排烟防火阀 1000*250","1.名称:280℃排烟防火阀\r\n2.型号.规格:1000*250  \r\n3.材质:碳钢","个","1","","475.47","475.47",""]
["8","030703001020","","280℃排烟防火阀 1250*200","1.名称:280℃排烟防火阀\r\n2.型号.规格:1250*200\r\n3.材质:碳钢","个","1","","481.84","481.84",""]
["9","030703001020","","280℃排烟防火阀 1250*400","1.名称:280℃排烟防火阀\r\n2.型号.规格:1250*400 \r\n3.材质:碳钢","个","1","","617.68","617.68",""]
["10","030703001020","","70℃防火阀 600*300","1.名称:70℃防火阀\r\n2.型号.规格:600*300\r\n3.材质:碳钢","个","1","","364.58","364.58",""]
["11","030703007013","","单层格栅风口带风阀 400*300","1.名称:单层格栅风口带风阀 \r\n2.型号.规格:400*300 \r\n3.材质:铝合金","个","2","","169.85","339.70",""]
["12","030703007013","","单层格栅风口带风阀 500*400","1.名称:单层格栅风口带风阀 \r\n2.型号.规格:500*400\r\n3.材质:铝合金","个","1","","235.65","235.65",""]
["13","030703012353","","φ250金属风帽","1.名称:φ250金属风帽\r\n2.型号.规格:φ250\r\n3.材质:铝合金","个","165","","148.98","24581.70",""]
["14","030702006028","","固定挡烟垂壁","1.名称:固定挡烟垂壁\r\n2.材质:防火玻璃\r\n3.板材厚度 \r\n4.管件、法兰等附件及支架设计要求 \r\n5.接口形式","m2","75.28","","316.15","23799.77",""]
["15","030703007024","","防鼠防虫网 10*10","1.名称:防鼠防虫网 \r\n2.型号.规格:10*10","个","2","","110.30","220.60",""]
["16","030703007036","","防雨百叶带过滤网 200*160","1.名称：防雨百叶带过滤网\r\n2.型号：详设计 \r\n3.规格：200*160\r\n4.类型：详设计\r\n5.形式：综合考虑\r\n6.其他详设计及满足规范要求","个","14","","141.19","1976.66",""]
["17","030703007036","","防雨百叶带过滤网 300*200","1.名称：防雨百叶带过滤网\r\n2.型号：详设计 \r\n3.规格：300*200\r\n4.类型：详设计\r\n5.形式：综合考虑\r\n6.其他详设计及满足规范要求","个","1","","166.46","166.46",""]
["18","030703007036","","防雨百叶带过滤网 500*400","1.名称：防雨百叶带过滤网\r\n2.型号：详设计 \r\n3.规格：400*400\r\n4.类型：详设计\r\n5.形式：综合考虑\r\n6.其他详设计及满足规范要求","个","2","","245.85","491.70",""]
["19","030703007036","","防雨百叶带过滤网 600*300","1.名称：防雨百叶带过滤网\r\n2.型号：详设计 \r\n3.规格：600*300\r\n4.类型：详设计\r\n5.形式：综合考虑\r\n6.其他详设计及满足规范要求","个","3","","240.40","721.20",""]
["20","030108003149","","离子除臭发生器 1200m3/h，2KW","1.名称：离子除臭发生器\r\n2.型号、规格：1200m3/h，2KW\r\n3.安装方式、部位：综合考虑\r\n4.减震装置，型钢支吊架制作安装和除锈刷油防腐：满足验收规范要求\r\n5.含本体安装、接地，电机检查接线和调试\r\n6.包括风机进出口与风管连接时采用的保温不燃柔性软风管连接\r\n7.各类转运及设备吊装就位、电源配管与设备连接间的金属软管，单根软管长度综合考虑;综合考虑\r\n8.其他要求：满足相关标准图集、规范、设计及验收要求等","台","1","","6799.66","6799.66",""]
["21","030702001025","","镀锌钢板风管 B≤320 δ=0.75","1.名称:镀锌钢板风管\r\n2.材质:镀锌钢板 \r\n3.形状:矩形 \r\n4.规格:B≤320 δ=0.75\r\n5.板材厚度 \r\n6.管件、法兰等附件及支架设计要求 \r\n7.接口形式","m2","212.34","","174.18","36985.38",""]
["22","030702001026","","镀锌钢板风管 B≤450 δ=0.75","1.名称:镀锌钢板风管\r\n2.材质:镀锌钢板 \r\n3.形状:矩形 \r\n4.规格:B≤450 δ=0.75\r\n5.板材厚度 \r\n6.管件、法兰等附件及支架设计要求 \r\n7.接口形式","m2","1.13","","141.25","159.61",""]
["23","030702001027","","镀锌钢板风管 B≤1000 δ=1.0","1.名称:镀锌钢板风管\r\n2.材质:镀锌钢板 \r\n3.形状:矩形 \r\n4.规格:B≤1000 δ=1.0\r\n5.板材厚度 \r\n6.管件、法兰等附件及支架设计要求 \r\n7.接口形式","m2","14.36","","125.95","1808.64",""]
["24","030704002029","","风管漏光试验、漏风试验","风管漏光试验、漏风试验","m2","227.83","","4.27","972.83",""]
["25","031208003352","","不燃离心玻璃棉保温","1.名称:不燃离心玻璃棉保温\r\n2.绝热厚度及管径:综合考虑 \r\n3.包含所需的各类附件\r\n4.其他要求：满足相关标准图集、规范、设计及验收要求等","m3","18.41","","1066.29","19630.40",""]
["26","031208003232","","防火包裹（无石棉纤维增强硅酸钙耐火板）","1.名称：防火包裹（无石棉纤维增强硅酸钙耐火板）\r\n2.耐火板厚度：综合考虑\r\n3.含耐火板、岩棉保温、龙骨、支架及附件制作安装及除锈刷油防腐\r\n4.其他要求：满足相关标准图集、规范、设计及验收要求等","m2","45.57","","134.42","6125.52",""]
[" "," ","","分部小计 ",""," "," ",""," ","196577.05"," "]
[" "," ","","单价措施项目清单 ",""," "," ",""," "," "," "]
[" "," ","","其他措施项目 ",""," "," ",""," "," "," "]
["27","031302007001","","高层施工增加费"," ","项"," ",""," ","",""]
[" "," ","","分部小计 ",""," "," ",""," "," "," "]
[" "," ","","专业措施项目 ",""," "," ",""," "," "," "]
["28","031301001001","","吊装加固"," ","项"," ",""," ","",""]
["29","031301002001","","金属抱杆安装拆除、移位"," ","项"," ",""," ","",""]
["30","031301003001","","平台铺设、拆除"," ","项"," ",""," ","",""]
["31","031301004001","","顶升、提升装置"," ","项"," ",""," ","",""]
["32","031301005001","","大型设备专用机具"," ","项"," ",""," ","",""]
["33","031301006001","","焊接工艺评定"," ","项"," ",""," ","",""]
["34","031301007001","","胎（模）具制作、安装、拆除"," ","项"," ",""," ","",""]
["35","031301008001","","防护棚制作安装拆除"," ","项"," ",""," ","",""]
["36","031301009001","","特殊地区施工增加"," ","项"," ",""," ","",""]
["37","031301010001","","安装与生产同时进行施工增加"," ","项"," ",""," ","",""]
["38","031301011001","","在有害身体健康环境中施工增加"," ","项"," ",""," ","",""]
["39","031301012001","","工程系统检测、检验"," ","项"," ",""," ","",""]
["40","031301013001","","设备、管道施工的安全、防冻和焊接保护"," ","项"," ",""," ","",""]
["41","031301014001","","焦炉烘炉、热态工程"," ","项"," ",""," ","",""]
["42","031301015001","","管道安拆后的充气保护"," ","项"," ",""," ","",""]
["43","031301016001","","隧道内施工的通风、供水、供气、供电、照明及通讯设施"," ","项"," ",""," ","",""]
["44","031301017001","","脚手架搭拆"," ","项","1","","837.34","837.34",""]
["45","031301018001","","其他措施"," ","项"," ",""," ","",""]
[" "," ","","分部小计 ",""," "," ",""," ","837.34"," "]
[" "," ","","分部小计 ",""," "," ",""," ","837.34"," "]
["合　　计","","","","","","","","","197414.39",""]

{"sheet":"F.4 总价措施项目清单计价表(表-11)【学生宿舍6-2~2","index":125,"n_rows":15,"n_cols":12,"rows_kept":15,"merged":[[0,0,0,11],[1,0,1,1],[1,2,1,5],[1,6,1,7],[1,8,1,11],[2,1,2,2],[2,3,2,4],[2,8,2,9],[3,1,3,2],[3,3,3,4],[3,8,3,9],[4,1,4,2],[4,3,4,4],[4,8,4,9],[5,1,5,2],[5,3,5,4],[5,8,5,9],[6,1,6,2],[6,3,6,4],[6,8,6,9],[7,1,7,2],[7,3,7,4],[7,8,7,9],[8,1,8,2],[8,3,8,4],[8,8,8,9],[9,1,9,2],[9,3,9,4],[9,8,9,9],[10,1,10,2],[10,3,10,4],[10,8,10,9],[11,1,11,2],[11,3,11,4],[11,8,11,9],[12,1,12,2],[12,3,12,4],[12,8,12,9],[13,1,13,2],[13,3,13,4],[13,8,13,9],[14,0,14,6],[14,8,14,9]],"flags":["formulas_cached_only"]}
["总价措施项目清单计价表","","","","","","","","","","",""]
["工程名称：","","凉山州科教园区暨医学类教育服务项目\\学生宿舍6-2#【6-2#学生宿舍-防排烟】","","","","标段：","","","","",""]
["序 号","项目编码","","项目名称","","计算基础","费率\r\n（%）","金额\r\n（元）","调整费率\r\n(%)","","调整后\r\n金额(元)","备注"]
["1","031302001001","","安全文明施工费",""," "," ","6856.44","","",""," "]
["1.1","①","","环境保护费","","分部分项工程及单价措施项目(定额人工费+定额机械费)","1.1","542.60","","",""," "]
["1.2","②","","文明施工费","","分部分项工程及单价措施项目(定额人工费+定额机械费)","2.5","1233.17","","",""," "]
["1.3","③","","安全施工费","","分部分项工程及单价措施项目(定额人工费+定额机械费)","3.9","1923.75","","",""," "]
["1.4","④","","临时设施费","","分部分项工程及单价措施项目(定额人工费+定额机械费)","6.4","3156.92","","",""," "]
["2","031302002001","","夜间施工增加费",""," "," ","236.77","","",""," "]
["3","031302003001","","非夜间施工增加",""," "," ","","","",""," "]
["4","031302004001","","二次搬运费",""," "," ","113.45","","",""," "]
["5","031302005001","","冬雨季施工增加费",""," "," ","177.58","","",""," "]
["6","031302006001","","已完工程及设备保护费",""," "," ","","","",""," "]
["7","031302008001","","工程定位复测费",""," "," ","44.39","","",""," "]
["合　　计","","","","","","","7428.63","-","","-","-"]

{"sheet":"H 规费、税金项目清单计价表(表-13)【学生宿舍6-2#~2","index":126,"n_rows":7,"n_cols":6,"rows_kept":7,"merged":[[0,0,0,5],[1,1,1,2],[1,3,1,4],[6,0,6,4]],"flags":["formulas_cached_only"]}
["规费、税金项目计价表","","","","",""]
["工程名称：","凉山州科教园区暨医学类教育服务项目\\学生宿舍6-2#【6-2#学生宿舍-防排烟】","","标段：","",""]
["序号","项目名称","计算基础","计算基数","计算费率（％）","金额(元)"]
["1","规费","分部分项定额人工费+单价措施项目定额人工费","46362.79","8.36","3875.93"]
["2","销项增值税额","分部分项工程费+措施项目费+其他项目费+规费+按实计算费用+创优质工程奖补偿奖励费-按规定不计税的工程设备金额-除税甲供材料（设备）费","208718.95","9","18784.71"]
["3","附加税","分部分项工程费+措施项目费+其他项目费+规费+按实计算费用+创优质工程奖补偿奖励费-按规定不计税的工程设备金额-除税甲供材料（设备）费","208718.95","0.313","653.29"]
["合计","","","","","23313.93"]

{"sheet":"L.2 承包人提供主要材料和工程设备一览表(表-21)【学~5","index":127,"n_rows":27,"n_cols":10,"rows_kept":27,"merged":[[0,0,0,9],[1,1,1,4],[1,5,1,7],[1,8,1,9],[2,4,2,5],[3,4,3,5],[4,4,4,5],[5,4,5,5],[6,4,6,5],[7,4,7,5],[8,4,8,5],[9,4,9,5],[10,4,10,5],[11,4,11,5],[12,4,12,5],[13,4,13,5],[14,4,14,5],[15,4,15,5],[16,4,16,5],[17,4,17,5],[18,4,18,5],[19,4,19,5],[20,4,20,5],[21,4,21,5],[22,4,22,5],[23,4,23,5],[24,4,24,5],[25,4,25,5],[26,4,26,5]],"flags":["formulas_cached_only"]}
[" 承包人提供主要材料和工程设备一览表\r\n（适用造价信息差额调整法）","","","","","","","","",""]
["工程名称：","凉山州科教园区暨医学类教育服务项目\\学生宿舍6-2#【6-2#学生宿舍-防排烟】","","","","标段：","","","",""]
["序号","名称、规格、型号","单位","数量","风险系数(%)","","基准单价(元)","投标单价(元)","发承包人确认单价(元)","备注"]
["1","离心式管道风机800（m3/h）","台","1"," ","","1485.00","",""," "]
["2","管道式换气扇P-150(带止回功能)","台","344"," ","","95.00","",""," "]
["3","防雨百叶带过滤网 600*300","个","3.03"," ","","137.70","",""," "]
["4","隔墙用百叶窗换气扇","台","1"," ","","95.00","",""," "]
["5","280℃排烟防火阀 1000*250","个","1.01"," ","","257.40","",""," "]
["6","280℃排烟防火阀 1250*200","个","1.01"," ","","263.70","",""," "]
["7","280℃排烟防火阀 1250*400","个","1.01"," ","","324.90","",""," "]
["8","防鼠防虫网 10*10","个","2.02"," ","","90.00","",""," "]
["9","离心式管道风机1500（m3/h）","台","1"," ","","1552.50","",""," "]
["10","离心式管道风机700（m3/h）","台","1"," ","","1350.00","",""," "]
["11","XBDZ型壁式轴流风机1200（m3/h）","台","1"," ","","432.00","",""," "]
["12","70℃防火阀 600*300","个","1.01"," ","","221.40","",""," "]
["13","单层格栅风口带风阀 400*300","个","2.02"," ","","104.40","",""," "]
["14","单层格栅风口带风阀 500*400","个","1.01"," ","","133.00","",""," "]
["15","φ250金属风帽","个","165"," ","","117.00","",""," "]
["16","防雨百叶带过滤网 200*160","个","14.14"," ","","85.00","",""," "]
["17","防雨百叶带过滤网 500*400","个","2.02"," ","","143.10","",""," "]
["18","离子除臭发生器 1200m3/h，2KW","台","1"," ","","6300.00","",""," "]
["19","防火玻璃","m2","76.033"," ","","245.00","",""," "]
["20","防雨百叶带过滤网 300*200","个","1.01"," ","","99.00","",""," "]
["21","镀锌钢板 0.75mm","m2","251.894"," ","","29.27","",""," "]
["22","镀锌钢板 1.0mm","m2","16.945"," ","","37.37","",""," "]
["23","铝箔离心玻璃棉板","m3","18.962"," ","","720.00","",""," "]
["24","无石棉纤维增强硅酸盐板","m3","49.899"," ","","63.00","",""," "]

{"sheet":"E.3 单位工程招标控制价汇总表(表-04)【学生宿舍6-3~","index":128,"n_rows":24,"n_cols":5,"rows_kept":24,"merged":[[0,0,0,4],[1,0,1,1],[2,1,2,2],[3,1,3,2],[4,1,4,2],[5,1,5,2],[6,1,6,2],[7,1,7,2],[8,1,8,2],[9,1,9,2],[10,1,10,2],[11,1,11,2],[12,1,12,2],[13,1,13,2],[14,1,14,2],[15,1,15,2],[16,1,16,2],[17,1,17,2],[18,1,18,2],[19,1,19,2],[20,1,20,2],[21,1,21,2],[22,1,22,2],[23,0,23,2]],"flags":["formulas_cached_only"]}
["单位工程招标控制价汇总表","","","",""]
["工程名称：","","凉山州科教园区暨医学类教育服务项目\\学生宿舍6-3#【6-3#学生宿舍-消防电气】","标段：",""]
["序号","汇总内容","","金  额（元）","其中:暂估价(元)"]
["1","分部分项及单价措施项目","","48828.62"," "]
[" ","火灾报警系统 ","","14520.75"," "]
[" ","广播系统 ",""," "," "]
[" ","防火门监控系统 ","","2760.96"," "]
[" ","电气火灾监控系统 ","","2666.99"," "]
[" ","消防设备电源监控系统 ","","4089.67"," "]
[" ","集中控制应急照明系统 ","","24465.50"," "]
["2","总价措施项目","","2264.78","-"]
["2.1","其中：安全文明施工费","","2090.34","-"]
["3","其他项目",""," ","-"]
["3.1","其中：暂列金额",""," ","-"]
["3.2","其中：专业工程暂估价",""," ","-"]
["3.3","其中：计日工",""," ","-"]
["3.4","其中：总承包服务费",""," ","-"]
["4","规费","","1229.65","-"]
["5","创优质工程奖补偿奖励费",""," ","-"]
["6","税前不含税工程造价","","52323.05","-"]
["6.1","其中：除税甲供材料（设备）费",""," ","-"]
["7","销项增值税额","","4709.07","-"]
["8","附加税","","163.77","-"]
[" 招标控制价/投标报价总价合计=税前不含税工程造价+销项增值税额+附加税","","","57195.89"," "]

{"sheet":"F.1.1 分部分项工程和单价措施项目清单与计价表(表-~22","index":129,"n_rows":66,"n_cols":11,"rows_kept":66,"merged":[[0,0,0,10],[1,0,1,1],[1,2,1,6],[1,7,1,8],[1,9,1,10],[2,0,4,0],[2,1,4,2],[2,3,4,3],[2,4,4,4],[2,5,4,5],[2,6,4,7],[2,8,2,10],[3,8,4,8],[3,9,4,9],[5,1,5,2],[5,3,5,4],[5,6,5,7],[6,1,6,2],[6,6,6,7],[7,1,7,2],[7,6,7,7],[8,1,8,2],[8,6,8,7],[9,1,9,2],[9,3,9,4],[9,6,9,7],[10,1,10,2],[10,3,10,4],[10,6,10,7],[11,1,11,2],[11,3,11,4],[11,6,11,7],[12,1,12,2],[12,3,12,4],[12,6,12,7],[13,1,13,2],[13,6,13,7],[14,1,14,2],[14,6,14,7],[15,1,15,2],[15,6,15,7],[16,1,16,2],[16,3,16,4],[16,6,16,7],[17,1,17,2],[17,3,17,4],[17,6,17,7],[18,1,18,2],[18,6,18,7],[19,1,19,2],[19,6,19,7],[20,1,20,2],[20,3,20,4],[20,6,20,7],[21,1,21,2],[21,3,21,4],[21,6,21,7],[22,1,22,2],[22,6,22,7],[23,1,23,2],[23,6,23,7],[24,1,24,2],[24,6,24,7],[25,1,25,2],[25,3,25,4],[25,6,25,7],[26,1,26,2],[26,3,26,4],[26,6,26,7],[27,1,27,2],[27,6,27,7],[28,1,28,2],[28,6,28,7],[29,1,29,2],[29,6,29,7],[30,1,30,2],[30,6,30,7],[31,1,31,2],[31,6,31,7],[32,1,32,2],[32,6,32,7],[33,1,33,2],[33,6,33,7],[34,1,34,2],[34,6,34,7],[35,1,35,2],[35,6,35,7],[36,1,36,2],[36,6,36,7],[37,1,37,2],[37,6,37,7],[38,1,38,2],[38,6,38,7],[39,1,39,2],[39,3,39,4],[39,6,39,7],[40,1,40,2],[40,3,40,4],[40,6,40,7],[41,1,41,2],[41,3,41,4],[41,6,41,7],[42,1,42,2],[42,6,42,7],[43,1,43,2],[43,3,43,4],[43,6,43,7],[44,1,44,2],[44,3,44,4],[44,6,44,7],[45,1,45,2],[45,6,45,7],[46,1,46,2],[46,6,46,7],[47,1,47,2],[47,6,47,7],[48,1,48,2],[48,6,48,7],[49,1,49,2],[49,6,49,7],[50,1,50,2],[50,6,50,7],[51,1,51,2],[51,6,51,7],[52,1,52,2],[52,6,52,7],[53,1,53,2],[53,6,53,7],[54,1,54,2],[54,6,54,7],[55,1,55,2],[55,6,55,7],[56,1,56,2],[56,6,56,7],[57,1,57,2],[57,6,57,7],[58,1,58,2],[58,6,58,7],[59,1,59,2],[59,6,59,7],[60,1,60,2],[60,6,60,7],[61,1,61,2],[61,6,61,7],[62,1,62,2],[62,6,62,7],[63,1,63,2],[63,3,63,4],[63,6,63,7],[64,1,64,2],[64,3,64,4],[64,6,64,7],[65,0,65,8]],"flags":["formulas_cached_only"]}
["分部分项工程和单价措施项目清单与计价表","","","","","","","","","",""]
["工程名称：","","凉山州科教园区暨医学类教育服务项目\\学生宿舍6-3#【6-3#学生宿舍-消防电气】","","","","","标段：","","",""]
["序号","项目编码","","项目名称","项目特征","计量\r\n单位","工程\r\n量","","金额（元）","",""]
["","","","","","","","","综合单价","合价","其   中"]
["","","","","","","","","","","暂估价"]
[" "," ","","火灾报警系统 ",""," "," ",""," "," "," "]
["1","030904003024","","消火栓按钮","1.名称：消火栓按钮 \r\n2.规格：详设计\r\n3.其他详设计及满足规范要求","个","49","","155.40","7614.60",""]
["2","030408002046","","控制电缆 WDZBN-YJY-4X4mm2","1.名称：控制电缆 \r\n2.型号：WDZN-YJY\r\n3.规格：4*4mm2  \r\n4.材质：铜芯 \r\n5.敷设方式、部位：井道、非井道综合考虑 \r\n6.电压等级（kV）：详设计 \r\n7.地形：详设计\r\n8.其他详设计及满足规范要求","m","400.73","","16.43","6583.99",""]
["3","030408007052","","控制电缆头 电缆芯数（芯） ≤6","1.名称：控制电缆头  \r\n2.型号：详设计 \r\n3.规格：电缆芯数（芯） ≤6 \r\n4.材质、类型：综合考虑 \r\n5.安装方式：详设计\r\n6.其他详设计及满足规范要求","个","4","","80.54","322.16",""]
[" "," ","","分部小计 ",""," "," ",""," ","14520.75"," "]
[" "," ","","广播系统 ",""," "," ",""," "," "," "]
[" "," ","","分部小计 ",""," "," ",""," "," "," "]
[" "," ","","防火门监控系统 ",""," "," ",""," "," "," "]
["4","030904008074","","防火门监控模块","1.名称：防火门监控模块 \r\n2.规格：二总线通讯,无极性,监视常闭防火门状态 \r\n3.类型：详设计 \r\n4.输出形式：综合考虑\r\n5.其他详设计及满足规范要求","个","2","","338.14","676.28",""]
["5","030507001075","","门磁开关","1.名称：门磁开关 \r\n2.类别：智能型,金属外壳,可直接接入防火门系统中,可用于单扇或双扇常闭防火门,占用一个地址,参考感应距离≤15mm。 \r\n3.探测范围：综合考虑 \r\n4.安装方式：综合考虑\r\n5.其他详设计及满足规范要求","套","2","","118.89","237.78",""]
["6","030411004078","","配线 WDZN-RYS-2*1.5mm2","1.名称：配线 \r\n2.配线形式：综合考虑 \r\n3.型号：WDZN-RYS \r\n4.规格：2*1.5mm2 \r\n5.材质：铜芯软线 \r\n6.配线部位：综合考虑 \r\n7.配线线制：详设计 \r\n8.钢索材质、规格：详设计\r\n9.其他详设计及满足规范要求","m","482.22","","3.83","1846.90",""]
[" "," ","","分部小计 ",""," "," ",""," ","2760.96"," "]
[" "," ","","电气火灾监控系统 ",""," "," ",""," "," "," "]
["7","030503006082","","电气火灾监控模块","1.名称：电气火灾监控模块\r\n2.类别：详设计 \r\n3.功能：综合考虑 \r\n4.规格：详设计\r\n5.其他详设计及满足规范要求","台","4","","460.54","1842.16",""]
["8","030411004081","","配线 WDZN-RYS-2*1.5mm2","1.名称：配线 \r\n2.配线形式：综合考虑 \r\n3.型号：WDZN-RYSP\r\n4.规格：2*1.5mm2 \r\n5.材质：铜芯软线 \r\n6.配线部位：综合考虑 \r\n7.配线线制：详设计 \r\n8.钢索材质、规格：详设计\r\n9.其他详设计及满足规范要求","m","215.36","","3.83","824.83",""]
[" "," ","","分部小计 ",""," "," ",""," ","2666.99"," "]
[" "," ","","消防设备电源监控系统 ",""," "," ",""," "," "," "]
["9","030503006082","","电压信号传感器","1.名称：电压信号传感器 \r\n2.类别：详设计 \r\n3.功能：综合考虑 \r\n4.规格：详设计\r\n5.其他详设计及满足规范要求","台","1","","266.86","266.86",""]
["10","030411004084","","配线 WDZN-RYSP-2*1.5mm2","1.名称：配线 \r\n2.配线形式：综合考虑 \r\n3.型号：WDZN-RYSP\r\n4.规格：2*1.5mm2 \r\n5.材质：铜芯软线 \r\n6.配线部位：综合考虑 \r\n7.配线线制：详设计 \r\n8.钢索材质、规格：详设计\r\n9.其他详设计及满足规范要求","m","412.83","","5.77","2382.03",""]
["11","030411004085","","配线 WDZB1N-BYJ(F)-2.5mm2","1.名称：配线 \r\n2.配线形式：综合考虑 \r\n3.型号：WDZB1N-BYJ(F)\r\n4.规格：2.5mm2 \r\n5.材质：铜芯线 \r\n6.配线部位：综合考虑 \r\n7.配线线制：详设计 \r\n8.钢索材质、规格：详设计\r\n9.其他详设计及满足规范要求","m","412.83","","3.49","1440.78",""]
[" "," ","","分部小计 ",""," "," ",""," ","4089.67"," "]
[" "," ","","集中控制应急照明系统 ",""," "," ",""," "," "," "]
["12","030404017007","","A型应急照明集中电源 KW-D-0.6KVA","1.名称：A型应急照明集中电源\r\n2.规格、型号：KW-D-0.6KVA\r\n3.安装形式：挂墙安装\r\n4.不含端子板外部接线、压铜接线端子\r\n5.含支架、开孔，配线，盘柜防火，堵洞等成套配置","台","2","","2053.71","4107.42",""]
["13","030412004081","","集中电源集中控制型消防应急标志灯(单面单向) KW-BLJC-1LEⅡ0.3W-915A","1.名称：集中电源集中控制型消防应急标志灯(单面单向)  \r\n2.规格、型号：KW-BLJC-1LEⅡ0.3W-915A\r\n3.安装形式：嵌墙安装,底边距地面0.5m\r\n4.满足设计图纸及验收规范要求","套","61","","58.52","3569.72",""]
["14","030412004081","","集中电源集中控制型多信息复合标志灯(双面单向) KW-BLJC-2OEⅠ0.3W-919T2A","1.名称：集中电源集中控制型多信息复合标志灯(双面单向) \r\n2.规格、型号：KW-BLJC-2OEⅠ0.3W-919T2A\r\n3.安装形式：吊装,吊顶下0.1m\r\n4.满足设计图纸及验收规范要求","套","20","","59.43","1188.60",""]
["15","030412004081","","楼层显示标志灯","1.名称：楼层显示标志灯\r\n2.规格、型号：详设计\r\n3.安装形式：壁装,底边距地面2.5m\r\n4.满足设计图纸及验收规范要求","套","14","","74.88","1048.32",""]
["16","030412004080","","集中电源集中控制型安全出口标志灯 KW-BLJC-1OEⅡ0.3W-918AA","1.名称：集中电源集中控制型安全出口标志灯   \r\n2.规格、型号：KW-BLJC-1OEⅡ0.3W-918AA\r\n3.安装形式：挂墙安装,门楣上0.1m\r\n4.满足设计图纸及验收规范要求","套","1","","63.79","63.79",""]
["17","030412004080","","集中电源集中控制型疏散出口标志灯 KW-BLJC-1OEⅡ0.3W-918A","1.名称：集中电源集中控制型疏散出口标志灯   \r\n2.规格、型号：KW-BLJC-1OEⅡ0.3W-918A \r\n3.安装形式：挂墙安装,门楣上0.1m\r\n4.满足设计图纸及验收规范要求","套","3","","58.52","175.56",""]
["18","030412004080","","集中电源集中控制型消防应急照明灯 KW-ZFJC-E5W-835B,600lm","1.名称：集中电源集中控制型消防应急照明灯   \r\n2.规格、型号：KW-ZFJC-E5W-835B,600lm\r\n3.安装形式：吸顶安装 \r\n4.满足设计图纸及验收规范要求","套","17","","63.90","1086.30",""]
["19","030412004080","","集中电源集中控制型消防应急照明灯（室外型） KW-ZFJC-E5W-835B,600lm","1.名称：集中电源集中控制型消防应急照明灯（室外型） \r\n2.规格、型号：KW-ZFJC-E5W-835B,600lm\r\n3.安装形式：壁装,底边距地面2.5m/门楣上0.1m，在室外或地面上设置时,防护等级不低于IP67。\r\n4.满足设计图纸及验收规范要求","套","61","","67.42","4112.62",""]
["20","030404032090","","无端子外部接线 ≤2.5mm2","1.名称：无端子外部接线 \r\n2.型号、规格：≤2.5mm2  \r\n3.满足设计图纸及验收规范要求","个","19","","8.32","158.08",""]
["21","030411004081","","配线 WDZCN-RYJS-2*2.5mm2","1.名称：配线 \r\n2.配线形式：综合考虑 \r\n3.型号：WDZCN-RYJS\r\n4.规格：2*2.5mm2\r\n5.材质：铜芯软线 \r\n6.配线部位：综合考虑 \r\n7.配线线制：详设计 \r\n8.钢索材质、规格：详设计\r\n9.其他详设计及满足规范要求","m","1689.4","","4.37","7382.68",""]
["22","030411004084","","配线 WDZCN-RYJSP-2*1.5mm2","1.名称：配线 \r\n2.配线形式：综合考虑 \r\n3.型号：WDZCN-RYJSP\r\n4.规格：2*1.5mm2 \r\n5.材质：铜芯软线 \r\n6.配线部位：综合考虑 \r\n7.配线线制：详设计 \r\n8.钢索材质、规格：详设计\r\n9.其他详设计及满足规范要求","m","232.39","","5.76","1338.57",""]
["23","030411001089","","金属软管 DN20","1.名称：金属软管 \r\n2.材质：过塑金属 \r\n3.规格： DN20\r\n4.其他：满足施工规范、验收规范及设计要求","m","5.2","","44.97","233.84",""]
[" "," ","","分部小计 ",""," "," ",""," ","24465.50"," "]
[" "," ","","单价措施项目清单 ",""," "," ",""," "," "," "]
[" "," ","","其他措施项目 ",""," "," ",""," "," "," "]
["24","031302007001","","高层施工增加费"," ","项"," ",""," ","",""]
[" "," ","","分部小计 ",""," "," ",""," "," "," "]
[" "," ","","专业措施项目 ",""," "," ",""," "," "," "]
["25","031301001001","","吊装加固"," ","项"," ",""," ","",""]
["26","031301002001","","金属抱杆安装拆除、移位"," ","项"," ",""," ","",""]
["27","031301003001","","平台铺设、拆除"," ","项"," ",""," ","",""]
["28","031301004001","","顶升、提升装置"," ","项"," ",""," ","",""]
["29","031301005001","","大型设备专用机具"," ","项"," ",""," ","",""]
["30","031301006001","","焊接工艺评定"," ","项"," ",""," ","",""]
["31","031301007001","","胎（模）具制作、安装、拆除"," ","项"," ",""," ","",""]
["32","031301008001","","防护棚制作安装拆除"," ","项"," ",""," ","",""]
["33","031301009001","","特殊地区施工增加"," ","项"," ",""," ","",""]
["34","031301010001","","安装与生产同时进行施工增加"," ","项"," ",""," ","",""]
["35","031301011001","","在有害身体健康环境中施工增加"," ","项"," ",""," ","",""]
["36","031301012001","","工程系统检测、检验"," ","项"," ",""," ","",""]
["37","031301013001","","设备、管道施工的安全、防冻和焊接保护"," ","项"," ",""," ","",""]
["38","031301014001","","焦炉烘炉、热态工程"," ","项"," ",""," ","",""]
["39","031301015001","","管道安拆后的充气保护"," ","项"," ",""," ","",""]
["40","031301016001","","隧道内施工的通风、供水、供气、供电、照明及通讯设施"," ","项"," ",""," ","",""]
["41","031301017001","","脚手架搭拆"," ","项","1","","324.75","324.75",""]
["42","031301018001","","其他措施"," ","项"," ",""," ","",""]
[" "," ","","分部小计 ",""," "," ",""," ","324.75"," "]
[" "," ","","分部小计 ",""," "," ",""," ","324.75"," "]
["合　　计","","","","","","","","","48828.62",""]

{"sheet":"F.4 总价措施项目清单计价表(表-11)【学生宿舍6-3#~","index":130,"n_rows":15,"n_cols":12,"rows_kept":15,"merged":[[0,0,0,11],[1,0,1,1],[1,2,1,5],[1,6,1,7],[1,8,1,11],[2,1,2,2],[2,3,2,4],[2,8,2,9],[3,1,3,2],[3,3,3,4],[3,8,3,9],[4,1,4,2],[4,3,4,4],[4,8,4,9],[5,1,5,2],[5,3,5,4],[5,8,5,9],[6,1,6,2],[6,3,6,4],[6,8,6,9],[7,1,7,2],[7,3,7,4],[7,8,7,9],[8,1,8,2],[8,3,8,4],[8,8,8,9],[9,1,9,2],[9,3,9,4],[9,8,9,9],[10,1,10,2],[10,3,10,4],[10,8,10,9],[11,1,11,2],[11,3,11,4],[11,8,11,9],[12,1,12,2],[12,3,12,4],[12,8,12,9],[13,1,13,2],[13,3,13,4],[13,8,13,9],[14,0,14,6],[14,8,14,9]],"flags":["formulas_cached_only"]}
["总价措施项目清单计价表","","","","","","","","","","",""]
["工程名称：","","凉山州科教园区暨医学类教育服务项目\\学生宿舍6-3#【6-3#学生宿舍-消防电气】","","","","标段：","","","","",""]
["序 号","项目编码","","项目名称","","计算基础","费率\r\n（%）","金额\r\n（元）","调整费率\r\n(%)","","调整后\r\n金额(元)","备注"]
["1","031302001001","","安全文明施工费",""," "," ","2090.34","","",""," "]
["1.1","①","","环境保护费","","分部分项工程及单价措施项目(定额人工费+定额机械费)","1.1","165.42","","",""," "]
["1.2","②","","文明施工费","","分部分项工程及单价措施项目(定额人工费+定额机械费)","2.5","375.96","","",""," "]
["1.3","③","","安全施工费","","分部分项工程及单价措施项目(定额人工费+定额机械费)","3.9","586.50","","",""," "]
["1.4","④","","临时设施费","","分部分项工程及单价措施项目(定额人工费+定额机械费)","6.4","962.46","","",""," "]
["2","031302002001","","夜间施工增加费",""," "," ","72.18","","",""," "]
["3","031302003001","","非夜间施工增加",""," "," ","","","",""," "]
["4","031302004001","","二次搬运费",""," "," ","34.59","","",""," "]
["5","031302005001","","冬雨季施工增加费",""," "," ","54.14","","",""," "]
["6","031302006001","","已完工程及设备保护费",""," "," ","","","",""," "]
["7","031302008001","","工程定位复测费",""," "," ","13.53","","",""," "]
["合　　计","","","","","","","2264.78","-","","-","-"]

{"sheet":"H 规费、税金项目清单计价表(表-13)【学生宿舍6-3#‖~","index":131,"n_rows":7,"n_cols":6,"rows_kept":7,"merged":[[0,0,0,5],[1,1,1,2],[1,3,1,4],[6,0,6,4]],"flags":["formulas_cached_only"]}
["规费、税金项目计价表","","","","",""]
["工程名称：","凉山州科教园区暨医学类教育服务项目\\学生宿舍6-3#【6-3#学生宿舍-消防电气】","","标段：","",""]
["序号","项目名称","计算基础","计算基数","计算费率（％）","金额(元)"]
["1","规费","分部分项定额人工费+单价措施项目定额人工费","14708.72","8.36","1229.65"]
["2","销项增值税额","分部分项工程费+措施项目费+其他项目费+规费+按实计算费用+创优质工程奖补偿奖励费-按规定不计税的工程设备金额-除税甲供材料（设备）费","52323.05","9","4709.07"]
["3","附加税","分部分项工程费+措施项目费+其他项目费+规费+按实计算费用+创优质工程奖补偿奖励费-按规定不计税的工程设备金额-除税甲供材料（设备）费","52323.05","0.313","163.77"]
["合计","","","","","6102.49"]

{"sheet":"L.2 承包人提供主要材料和工程设备一览表(表-21)【学~6","index":132,"n_rows":25,"n_cols":10,"rows_kept":25,"merged":[[0,0,0,9],[1,1,1,4],[1,5,1,7],[1,8,1,9],[2,4,2,5],[3,4,3,5],[4,4,4,5],[5,4,5,5],[6,4,6,5],[7,4,7,5],[8,4,8,5],[9,4,9,5],[10,4,10,5],[11,4,11,5],[12,4,12,5],[13,4,13,5],[14,4,14,5],[15,4,15,5],[16,4,16,5],[17,4,17,5],[18,4,18,5],[19,4,19,5],[20,4,20,5],[21,4,21,5],[22,4,22,5],[23,4,23,5],[24,4,24,5]],"flags":["formulas_cached_only"]}
[" 承包人提供主要材料和工程设备一览表\r\n（适用造价信息差额调整法）","","","","","","","","",""]
["工程名称：","凉山州科教园区暨医学类教育服务项目\\学生宿舍6-3#【6-3#学生宿舍-消防电气】","","","","标段：","","","",""]
["序号","名称、规格、型号","单位","数量","风险系数(%)","","基准单价(元)","投标单价(元)","发承包人确认单价(元)","备注"]
["1","消火栓按钮","个","49"," ","","22.82","",""," "]
["2","门磁开关","套","2"," ","","90.00","",""," "]
["3","电气火灾监控模块","台","4"," ","","167.40","",""," "]
["4","配线 WDZN-RYS-2*1.5mm2","m","753.387"," ","","2.37","",""," "]
["5","集中电源集中控制型消防应急标志灯(单面单向) KW-BLJC-1LEⅡ0.3W-915A","套","61.61"," ","","27.00","",""," "]
["6","集中电源集中控制型多信息复合标志灯(双面单向) KW-BLJC-2OEⅠ0.3W-919T2A","套","20.2"," ","","27.90","",""," "]
["7","楼层显示标志灯","套","14.14"," ","","43.20","",""," "]
["8","集中电源集中控制型安全出口标志灯 KW-BLJC-1OEⅡ0.3W-918AA","套","1.01"," ","","32.22","",""," "]
["9","集中电源集中控制型疏散出口标志灯 KW-BLJC-1OEⅡ0.3W-918A","套","3.03"," ","","27.00","",""," "]
["10","集中电源集中控制型消防应急照明灯 KW-ZFJC-E5W-835B,600lm","套","17.17"," ","","32.40","",""," "]
["11","集中电源集中控制型消防应急照明灯（室外型） KW-ZFJC-E5W-835B,600lm","套","61.61"," ","","32.40","",""," "]
["12","无端子外部接线 ≤2.5mm2","个","19"," ","","4.50","",""," "]
["13","配线 WDZCN-RYJS-2*2.5mm2","m","1824.552"," ","","2.73","",""," "]
["14","配线 WDZCN-RYJSP-2*1.5mm2","m","250.981"," ","","4.16","",""," "]
["15","金属软管 DN20","m","5.356"," ","","2.45","",""," "]
["16","控制电缆头 电缆芯数（芯） ≤6","个","4"," ","","9.00","",""," "]
["17","A型应急照明集中电源 KW-D-0.6KVA","台","2"," ","","1260.00","",""," "]
["18","防火门监控模块","个","2"," ","","45.00","",""," "]
["19","电压信号传感器","台","1"," ","","187.20","",""," "]
["20","配线 WDZN-RYSP-2*1.5mm2","m","445.856"," ","","4.17","",""," "]
["21","配线 WDZB1N-BYJ(F)-2.5mm2","m","478.883"," ","","1.83","",""," "]
["22","控制电缆 WDZBN-YJY-4X4mm2","m","404.737"," ","","10.31","",""," "]

{"sheet":"E.3 单位工程招标控制价汇总表(表-04)【学生宿舍6-~5","index":133,"n_rows":19,"n_cols":5,"rows_kept":19,"merged":[[0,0,0,4],[1,0,1,1],[2,1,2,2],[3,1,3,2],[4,1,4,2],[5,1,5,2],[6,1,6,2],[7,1,7,2],[8,1,8,2],[9,1,9,2],[10,1,10,2],[11,1,11,2],[12,1,12,2],[13,1,13,2],[14,1,14,2],[15,1,15,2],[16,1,16,2],[17,1,17,2],[18,0,18,2]],"flags":["formulas_cached_only"]}
["单位工程招标控制价汇总表","","","",""]
["工程名称：","","凉山州科教园区暨医学类教育服务项目\\学生宿舍6-3#【6-3#学生宿舍-消防水】","标段：",""]
["序号","汇总内容","","金  额（元）","其中:暂估价(元)"]
["1","分部分项及单价措施项目","","172392.67"," "]
[" ","0309 消火栓系统 ","","170482.04"," "]
["2","总价措施项目","","8024.36","-"]
["2.1","其中：安全文明施工费","","7406.28","-"]
["3","其他项目",""," ","-"]
["3.1","其中：暂列金额",""," ","-"]
["3.2","其中：专业工程暂估价",""," ","-"]
["3.3","其中：计日工",""," ","-"]
["3.4","其中：总承包服务费",""," ","-"]
["4","规费","","4203.57","-"]
["5","创优质工程奖补偿奖励费",""," ","-"]
["6","税前不含税工程造价","","184620.60","-"]
["6.1","其中：除税甲供材料（设备）费",""," ","-"]
["7","销项增值税额","","16615.85","-"]
["8","附加税","","577.86","-"]
[" 招标控制价/投标报价总价合计=税前不含税工程造价+销项增值税额+附加税","","","201814.31"," "]

{"sheet":"F.1.1 分部分项工程和单价措施项目清单与计价表(表-~23","index":134,"n_rows":54,"n_cols":11,"rows_kept":54,"merged":[[0,0,0,10],[1,0,1,1],[1,2,1,6],[1,7,1,8],[1,9,1,10],[2,0,4,0],[2,1,4,2],[2,3,4,3],[2,4,4,4],[2,5,4,5],[2,6,4,7],[2,8,2,10],[3,8,4,8],[3,9,4,9],[5,1,5,2],[5,3,5,4],[5,6,5,7],[6,1,6,2],[6,6,6,7],[7,1,7,2],[7,6,7,7],[8,1,8,2],[8,6,8,7],[9,1,9,2],[9,6,9,7],[10,1,10,2],[10,6,10,7],[11,1,11,2],[11,6,11,7],[12,1,12,2],[12,6,12,7],[13,1,13,2],[13,6,13,7],[14,1,14,2],[14,6,14,7],[15,1,15,2],[15,6,15,7],[16,1,16,2],[16,6,16,7],[17,1,17,2],[17,6,17,7],[18,1,18,2],[18,6,18,7],[19,1,19,2],[19,6,19,7],[20,1,20,2],[20,6,20,7],[21,1,21,2],[21,6,21,7],[22,1,22,2],[22,6,22,7],[23,1,23,2],[23,6,23,7],[24,1,24,2],[24,6,24,7],[25,1,25,2],[25,6,25,7],[26,1,26,2],[26,6,26,7],[27,1,27,2],[27,3,27,4],[27,6,27,7],[28,1,28,2],[28,3,28,4],[28,6,28,7],[29,1,29,2],[29,3,29,4],[29,6,29,7],[30,1,30,2],[30,6,30,7],[31,1,31,2],[31,3,31,4],[31,6,31,7],[32,1,32,2],[32,3,32,4],[32,6,32,7],[33,1,33,2],[33,6,33,7],[34,1,34,2],[34,6,34,7],[35,1,35,2],[35,6,35,7],[36,1,36,2],[36,6,36,7],[37,1,37,2],[37,6,37,7],[38,1,38,2],[38,6,38,7],[39,1,39,2],[39,6,39,7],[40,1,40,2],[40,6,40,7],[41,1,41,2],[41,6,41,7],[42,1,42,2],[42,6,42,7],[43,1,43,2],[43,6,43,7],[44,1,44,2],[44,6,44,7],[45,1,45,2],[45,6,45,7],[46,1,46,2],[46,6,46,7],[47,1,47,2],[47,6,47,7],[48,1,48,2],[48,6,48,7],[49,1,49,2],[49,6,49,7],[50,1,50,2],[50,6,50,7],[51,1,51,2],[51,3,51,4],[51,6,51,7],[52,1,52,2],[52,3,52,4],[52,6,52,7],[53,0,53,8]],"flags":["formulas_cached_only"]}
["分部分项工程和单价措施项目清单与计价表","","","","","","","","","",""]
["工程名称：","","凉山州科教园区暨医学类教育服务项目\\学生宿舍6-3#【6-3#学生宿舍-消防水】","","","","","标段：","","",""]
["序号","项目编码","","项目名称","项目特征","计量\r\n单位","工程\r\n量","","金额（元）","",""]
["","","","","","","","","综合单价","合价","其   中"]
["","","","","","","","","","","暂估价"]
[" "," ","","0309 消火栓系统 ",""," "," ",""," "," "," "]
["1","030901002001","","内外壁热浸镀锌加厚钢管 DN65","1.安装部位：室内 \r\n2.材质：内外壁热浸镀锌加厚钢管\r\n3.型号、规格：DN65mm\r\n4.连接形式：卡箍连接\r\n5.含直管、管件费等\r\n6.按规范要求对管道进行吹扫、冲洗、水压试验等\r\n7.其它：满足设计及规范要求","m","122.68","","91.04","11168.79",""]
["2","030901002002","","内外壁热浸镀锌加厚钢管 DN100","1.安装部位：室内\r\n2.材质：内外壁热浸镀锌加厚钢管\r\n3.型号、规格：DN100mm\r\n4.连接形式：卡箍连接\r\n5.含直管、管件费等\r\n6.按规范要求对管道进行吹扫、冲洗、水压试验等\r\n7.其它：满足设计及规范要求","m","311.2","","123.49","38430.09",""]
["3","030901002001","","内外壁热浸镀锌钢管 DN65","1.安装部位：室内 \r\n2.材质：内外壁热浸镀锌加厚钢管\r\n3.型号、规格：DN65mm\r\n4.连接形式：卡箍连接\r\n5.含直管、管件费等\r\n6.按规范要求对管道进行吹扫、冲洗、水压试验等\r\n7.其它：满足设计及规范要求","m","64.68","","78.05","5048.27",""]
["4","030901002002","","内外壁热浸镀锌钢管 DN100","1.安装部位：室内\r\n2.材质：内外壁热浸镀锌加厚钢管\r\n3.型号、规格：DN100mm\r\n4.连接形式：卡箍连接\r\n5.含直管、管件费等\r\n6.按规范要求对管道进行吹扫、冲洗、水压试验等\r\n7.其它：满足设计及规范要求","m","130.88","","111.23","14557.78",""]
["5","030901002002","","内外壁热浸镀锌加厚钢管 DN150","1.安装部位：室内\r\n2.材质：内外壁热浸镀锌加厚钢管\r\n3.型号、规格：DN150mm\r\n4.连接形式：卡箍连接\r\n5.含直管、管件费等\r\n6.按规范要求对管道进行吹扫、冲洗、水压试验等\r\n7.其它：满足设计及规范要求","m","5.41","","203.07","1098.61",""]
["6","031201001003","","管道刷油","1.名称：管道刷油\r\n2.标志色方式、品种：消火栓管刷樟丹二道,红色调和漆二道;自动喷水管刷樟丹二道,红色黄环调和漆二道。\r\n3.满足设计图纸及验收规范要求","m2","212.27","","7.91","1679.06",""]
["7","030807003005","","带锁定装置的双向型蝶阀 DN100","1.名称：带锁定装置的双向型蝶阀\r\n2.材质：详设计\r\n3.型号、规格：DN100mm \r\n4.连接形式：法兰连接\r\n5.其他：满足设计及规范要求","个","15","","356.73","5350.95",""]
["8","030807003005","","带锁定装置的双向型蝶阀 DN150","1.名称：带锁定装置的双向型蝶阀\r\n2.材质：详设计\r\n3.型号、规格：DN150mm \r\n4.连接形式：法兰连接\r\n5.其他：满足设计及规范要求","个","12","","541.74","6500.88",""]
["9","030807003006","","金属波纹管 DN150","1.名称：金属波纹管\r\n2.材质：详设计\r\n3.型号、规格：DN150mm \r\n4.连接形式：法兰连接\r\n5.其他：满足设计及规范要求","个","2","","984.82","1969.64",""]
["10","030901010007","","甲型单栓带灭火器箱组合式消防柜","1.名称：甲型单栓带灭火器箱组合式消防柜\r\n2.安装部位：室内 \r\n3.型号、规格：详设计\r\n4.内配减压稳压消火栓SNW65-Ⅲ、衬胶水龙带25m一条,直流水枪19mm一支.报警按钮和指示灯各1个\r\n5.消火栓按钮另列清单项\r\n6.其他：满足设计及规范要求","套","42","","835.25","35080.50",""]
["11","030901010008","","试验消火栓箱","1.名称：试验消火栓箱\r\n2.安装部位：室内 \r\n3.型号、规格：详设计\r\n4.附件配置：消火栓柜1800×700×180。箱内配SN65或SNW65一个;DN65、L25m衬胶水带一条;φ19mm水枪一支;带消防软管卷盘,软管长度30米\r\n5.消火栓按钮另列清单项\r\n6.其他：满足设计及规范要求","套","1","","187.82","187.82",""]
["12","030901013009","","手提式磷酸铵盐干粉灭火器  MF/ABC4","1.名称：磷酸铵盐干粉灭火器\r\n2.形式：手提式\r\n3.规格、型号：MF/ABC4\r\n4.其它：满足施工图设计要求及施工验收规范要求","具","18","","52.59","946.62",""]
["13","030901013009","","手提式磷酸铵盐干粉灭火器  MF/ABC5","1.名称：磷酸铵盐干粉灭火器\r\n2.形式：手提式\r\n3.规格、型号：MF/ABC5\r\n4.其它：满足施工图设计要求及施工验收规范要求","具","210","","57.59","12093.90",""]
["14","030901013009","","灭火器放置箱","1.名称：灭火器放置箱\r\n2.形式：挂墙\r\n3.规格、型号：详设计\r\n4.其它：满足施工图设计要求及施工验收规范要求","个","72","","61.16","4403.52",""]
["15","030703022010","","自动排气阀  DN25","1.类型：自动排气阀\r\n2.材质：碳钢\r\n3.型号、规格：WP DN20mm\r\n4.含截止阀\r\n5.其他：满足设计及规范要求","个","1","","57.44","57.44",""]
["16","030815001015","","管道支架制作安装","1.名称：管道支架及套管\r\n2.材质：型钢（综合）\r\n3.支架除锈后刷樟丹二道，灰色调和漆两道\r\n4.其它：满足设计及规范要求","kg","798.34","","17.69","14122.63",""]
["17","031003003021","","旋启式止回阀 DN100","1.类型：消声止回阀 \r\n2.材质：球墨铸铁阀体 \r\n3.规格、压力等级：DN100 \r\n4.连接形式：法兰连接 \r\n5.焊接方法：详设计\r\n6.含沟槽法兰等综合考虑\r\n7.其他详设计及满足规范要求","个","2","","1077.19","2154.38",""]
["18","031003003021","","安全泄压阀 DN100","1.类型：安全泄压阀\r\n2.材质：铸钢 \r\n3.规格、压力等级：DN100 \r\n4.连接形式：法兰连接 \r\n5.焊接方法：详设计\r\n6.含沟槽法兰等综合考虑\r\n7.其他详设计及满足规范要求","个","1","","907.99","907.99",""]
["19","031001007084","","钢丝网骨架复合给水管 DN100","1.安装部位：室外\r\n2.介质：冷水\r\n3.规格、压力等级：DN100 1.6MPa\r\n4.连接方式：综合考虑\r\n5.包含配套管件及附件\r\n6.含水压试验、管道冲洗等综合考虑\r\n7.其他要求：满足相关标准图集、规范、设计及验收要求等","m","8","","101.60","812.80",""]
["20","030601002026","","压力表","1.名称：压力表 \r\n2.型号：详设计 \r\n3.规格：详设计\r\n4.压力表弯材质、规格：详设计 \r\n5.挠性管材质、规格：详设计  \r\n6.支架形式、材质：详设计  \r\n7.调试要求：详设计  \r\n8.脱脂要求：详设计 \r\n9.其他详设计及满足规范要求","台","1","","66.05","66.05",""]
["21","030905002016","","消火栓灭火系统调试","1.系统形式：消火栓灭火系统调试\r\n2.其它：满足施工图设计要求及施工验收规范要求","点","47","","294.56","13844.32",""]
[" "," ","","分部小计 ",""," "," ",""," ","170482.04"," "]
[" "," ","","单价措施项目清单 ",""," "," ",""," "," "," "]
[" "," ","","其他措施项目 ",""," "," ",""," "," "," "]
["22","031302007001","","高层施工增加费"," ","项"," ",""," ","",""]
[" "," ","","分部小计 ",""," "," ",""," "," "," "]
[" "," ","","专业措施项目 ",""," "," ",""," "," "," "]
["23","031301001001","","吊装加固"," ","项"," ",""," ","",""]
["24","031301002001","","金属抱杆安装拆除、移位"," ","项"," ",""," ","",""]
["25","031301003001","","平台铺设、拆除"," ","项"," ",""," ","",""]
["26","031301004001","","顶升、提升装置"," ","项"," ",""," ","",""]
["27","031301005001","","大型设备专用机具"," ","项"," ",""," ","",""]
["28","031301006001","","焊接工艺评定"," ","项"," ",""," ","",""]
["29","031301007001","","胎（模）具制作、安装、拆除"," ","项"," ",""," ","",""]
["30","031301008001","","防护棚制作安装拆除"," ","项"," ",""," ","",""]
["31","031301009001","","特殊地区施工增加"," ","项"," ",""," ","",""]
["32","031301010001","","安装与生产同时进行施工增加"," ","项"," ",""," ","",""]
["33","031301011001","","在有害身体健康环境中施工增加"," ","项"," ",""," ","",""]
["34","031301012001","","工程系统检测、检验"," ","项"," ",""," ","",""]
["35","031301013001","","设备、管道施工的安全、防冻和焊接保护"," ","项"," ",""," ","",""]
["36","031301014001","","焦炉烘炉、热态工程"," ","项"," ",""," ","",""]
["37","031301015001","","管道安拆后的充气保护"," ","项"," ",""," ","",""]
["38","031301016001","","隧道内施工的通风、供水、供气、供电、照明及通讯设施"," ","项"," ",""," ","",""]
["39","031301017001","","脚手架搭拆"," ","项","1","","1910.63","1910.63",""]
["40","031301018001","","其他措施"," ","项"," ",""," ","",""]
[" "," ","","分部小计 ",""," "," ",""," ","1910.63"," "]
[" "," ","","分部小计 ",""," "," ",""," ","1910.63"," "]
["合　　计","","","","","","","","","172392.67",""]

{"sheet":"F.4 总价措施项目清单计价表(表-11)【学生宿舍6-3~1","index":135,"n_rows":15,"n_cols":12,"rows_kept":15,"merged":[[0,0,0,11],[1,0,1,1],[1,2,1,5],[1,6,1,7],[1,8,1,11],[2,1,2,2],[2,3,2,4],[2,8,2,9],[3,1,3,2],[3,3,3,4],[3,8,3,9],[4,1,4,2],[4,3,4,4],[4,8,4,9],[5,1,5,2],[5,3,5,4],[5,8,5,9],[6,1,6,2],[6,3,6,4],[6,8,6,9],[7,1,7,2],[7,3,7,4],[7,8,7,9],[8,1,8,2],[8,3,8,4],[8,8,8,9],[9,1,9,2],[9,3,9,4],[9,8,9,9],[10,1,10,2],[10,3,10,4],[10,8,10,9],[11,1,11,2],[11,3,11,4],[11,8,11,9],[12,1,12,2],[12,3,12,4],[12,8,12,9],[13,1,13,2],[13,3,13,4],[13,8,13,9],[14,0,14,6],[14,8,14,9]],"flags":["formulas_cached_only"]}
["总价措施项目清单计价表","","","","","","","","","","",""]
["工程名称：","","凉山州科教园区暨医学类教育服务项目\\学生宿舍6-3#【6-3#学生宿舍-消防水】","","","","标段：","","","","",""]
["序 号","项目编码","","项目名称","","计算基础","费率\r\n（%）","金额\r\n（元）","调整费率\r\n(%)","","调整后\r\n金额(元)","备注"]
["1","031302001001","","安全文明施工费",""," "," ","7406.28","","",""," "]
["1.1","①","","环境保护费","","分部分项工程及单价措施项目(定额人工费+定额机械费)","1.1","586.11","","",""," "]
["1.2","②","","文明施工费","","分部分项工程及单价措施项目(定额人工费+定额机械费)","2.5","1332.06","","",""," "]
["1.3","③","","安全施工费","","分部分项工程及单价措施项目(定额人工费+定额机械费)","3.9","2078.02","","",""," "]
["1.4","④","","临时设施费","","分部分项工程及单价措施项目(定额人工费+定额机械费)","6.4","3410.09","","",""," "]
["2","031302002001","","夜间施工增加费",""," "," ","255.76","","",""," "]
["3","031302003001","","非夜间施工增加",""," "," ","","","",""," "]
["4","031302004001","","二次搬运费",""," "," ","122.55","","",""," "]
["5","031302005001","","冬雨季施工增加费",""," "," ","191.82","","",""," "]
["6","031302006001","","已完工程及设备保护费",""," "," ","","","",""," "]
["7","031302008001","","工程定位复测费",""," "," ","47.95","","",""," "]
["合　　计","","","","","","","8024.36","-","","-","-"]

{"sheet":"H 规费、税金项目清单计价表(表-13)【学生宿舍6-3#~1","index":136,"n_rows":7,"n_cols":6,"rows_kept":7,"merged":[[0,0,0,5],[1,1,1,2],[1,3,1,4],[6,0,6,4]],"flags":["formulas_cached_only"]}
["规费、税金项目计价表","","","","",""]
["工程名称：","凉山州科教园区暨医学类教育服务项目\\学生宿舍6-3#【6-3#学生宿舍-消防水】","","标段：","",""]
["序号","项目名称","计算基础","计算基数","计算费率（％）","金额(元)"]
["1","规费","分部分项定额人工费+单价措施项目定额人工费","50281.91","8.36","4203.57"]
["2","销项增值税额","分部分项工程费+措施项目费+其他项目费+规费+按实计算费用+创优质工程奖补偿奖励费-按规定不计税的工程设备金额-除税甲供材料（设备）费","184620.60","9","16615.85"]
["3","附加税","分部分项工程费+措施项目费+其他项目费+规费+按实计算费用+创优质工程奖补偿奖励费-按规定不计税的工程设备金额-除税甲供材料（设备）费","184620.60","0.313","577.86"]
["合计","","","","","21397.28"]

{"sheet":"L.2 承包人提供主要材料和工程设备一览表(表-21)【学~7","index":137,"n_rows":33,"n_cols":10,"rows_kept":33,"merged":[[0,0,0,9],[1,1,1,4],[1,5,1,7],[1,8,1,9],[2,4,2,5],[3,4,3,5],[4,4,4,5],[5,4,5,5],[6,4,6,5],[7,4,7,5],[8,4,8,5],[9,4,9,5],[10,4,10,5],[11,4,11,5],[12,4,12,5],[13,4,13,5],[14,4,14,5],[15,4,15,5],[16,4,16,5],[17,4,17,5],[18,4,18,5],[19,4,19,5],[20,4,20,5],[21,4,21,5],[22,4,22,5],[23,4,23,5],[24,4,24,5],[25,4,25,5],[26,4,26,5],[27,4,27,5],[28,4,28,5],[29,4,29,5],[30,4,30,5],[31,4,31,5],[32,4,32,5]],"flags":["formulas_cached_only"]}
[" 承包人提供主要材料和工程设备一览表\r\n（适用造价信息差额调整法）","","","","","","","","",""]
["工程名称：","凉山州科教园区暨医学类教育服务项目\\学生宿舍6-3#【6-3#学生宿舍-消防水】","","","","标段：","","","",""]
["序号","名称、规格、型号","单位","数量","风险系数(%)","","基准单价(元)","投标单价(元)","发承包人确认单价(元)","备注"]
["1","沟槽直接头 （含胶圈）DN65","套","31.233"," ","","10.87","",""," "]
["2","消火栓沟槽管件DN65","个","60.149"," ","","15.39","",""," "]
["3","沟槽直接头 （含胶圈）DN100","套","70.984"," ","","17.98","",""," "]
["4","消火栓沟槽管件DN100","个","147.021"," ","","24.64","",""," "]
["5","碳钢平焊法兰DN100","片","38"," ","","27.14","",""," "]
["6","碳钢平焊法兰DN150","片","28"," ","","51.25","",""," "]
["7","压力表","台","1"," ","","18.00","",""," "]
["8","旋启式止回阀 DN100","个","2"," ","","781.20","",""," "]
["9","灭火器MF/ABC5","具","210"," ","","50.00","",""," "]
["10","镀锌加厚钢管DN65","m","124.52"," ","","37.81","",""," "]
["11","镀锌加厚钢管DN100","m","299.364"," ","","60.94","",""," "]
["12","内外壁热浸镀锌钢管 DN65","m","65.65"," ","","35.614","",""," "]
["13","内外壁热浸镀锌钢管 DN100","m","132.843"," ","","58.31","",""," "]
["14","酚醛调和漆 各色","kg","42.029"," ","","11.15","",""," "]
["15","带锁定装置的双向型蝶阀 DN100","个","16"," ","","58.50","",""," "]
["16","甲型单栓带灭火器箱组合式消防柜","套","42"," ","","668.70","",""," "]
["17","试验消火栓DN65","套","1.01"," ","","67.50","",""," "]
["18","灭火器MF/ABC4","具","18"," ","","45.00","",""," "]
["19","灭火器放置箱","个","72"," ","","27.00","",""," "]
["20","安全泄压阀DN100","个","1"," ","","612.00","",""," "]
["21","自动排气阀DN25","个","1"," ","","22.50","",""," "]
["22","型钢","kg","838.215"," ","","4.50","",""," "]
["23","醇酸防锈漆 C53-1","kg","9.26"," ","","11.00","",""," "]
["24","钢丝网骨架复核管DN100","m","8.12"," ","","67.32","",""," "]
["25","给水室外钢骨架塑料复合管电熔管件DN100","个","2.184"," ","","57.64","",""," "]
["26","镀锌加厚钢管DN150","m","5.464"," ","","104.11","",""," "]
["27","沟槽直接头 （含胶圈）DN150","套","0.902"," ","","30.20","",""," "]
["28","消火栓沟槽管件DN150","个","2.171"," ","","43.89","",""," "]
["29","带锁定装置的双向型蝶阀 DN150","个","12"," ","","92.70","",""," "]
["30","金属波纹管DN150","个","2"," ","","540.54","",""," "]

{"sheet":"E.3 单位工程招标控制价汇总表(表-04)【学生宿舍6-~6","index":138,"n_rows":19,"n_cols":5,"rows_kept":19,"merged":[[0,0,0,4],[1,0,1,1],[2,1,2,2],[3,1,3,2],[4,1,4,2],[5,1,5,2],[6,1,6,2],[7,1,7,2],[8,1,8,2],[9,1,9,2],[10,1,10,2],[11,1,11,2],[12,1,12,2],[13,1,13,2],[14,1,14,2],[15,1,15,2],[16,1,16,2],[17,1,17,2],[18,0,18,2]],"flags":["formulas_cached_only"]}
["单位工程招标控制价汇总表","","","",""]
["工程名称：","","凉山州科教园区暨医学类教育服务项目\\学生宿舍6-3#【6-3#学生宿舍-防排烟】","标段：",""]
["序号","汇总内容","","金  额（元）","其中:暂估价(元)"]
["1","分部分项及单价措施项目","","193677.20"," "]
[" ","0307 通风及防排烟系统 ","","192862.15"," "]
["2","总价措施项目","","7232.37","-"]
["2.1","其中：安全文明施工费","","6675.30","-"]
["3","其他项目",""," ","-"]
["3.1","其中：暂列金额",""," ","-"]
["3.2","其中：专业工程暂估价",""," ","-"]
["3.3","其中：计日工",""," ","-"]
["3.4","其中：总承包服务费",""," ","-"]
["4","规费","","3774.99","-"]
["5","创优质工程奖补偿奖励费",""," ","-"]
["6","税前不含税工程造价","","204684.56","-"]
["6.1","其中：除税甲供材料（设备）费",""," ","-"]
["7","销项增值税额","","18421.61","-"]
["8","附加税","","640.66","-"]
[" 招标控制价/投标报价总价合计=税前不含税工程造价+销项增值税额+附加税","","","223746.83"," "]

{"sheet":"F.1.1 分部分项工程和单价措施项目清单与计价表(表-~24","index":139,"n_rows":59,"n_cols":11,"rows_kept":59,"merged":[[0,0,0,10],[1,0,1,1],[1,2,1,6],[1,7,1,8],[1,9,1,10],[2,0,4,0],[2,1,4,2],[2,3,4,3],[2,4,4,4],[2,5,4,5],[2,6,4,7],[2,8,2,10],[3,8,4,8],[3,9,4,9],[5,1,5,2],[5,3,5,4],[5,6,5,7],[6,1,6,2],[6,6,6,7],[7,1,7,2],[7,6,7,7],[8,1,8,2],[8,6,8,7],[9,1,9,2],[9,6,9,7],[10,1,10,2],[10,6,10,7],[11,1,11,2],[11,6,11,7],[12,1,12,2],[12,6,12,7],[13,1,13,2],[13,6,13,7],[14,1,14,2],[14,6,14,7],[15,1,15,2],[15,6,15,7],[16,1,16,2],[16,6,16,7],[17,1,17,2],[17,6,17,7],[18,1,18,2],[18,6,18,7],[19,1,19,2],[19,6,19,7],[20,1,20,2],[20,6,20,7],[21,1,21,2],[21,6,21,7],[22,1,22,2],[22,6,22,7],[23,1,23,2],[23,6,23,7],[24,1,24,2],[24,6,24,7],[25,1,25,2],[25,6,25,7],[26,1,26,2],[26,6,26,7],[27,1,27,2],[27,6,27,7],[28,1,28,2],[28,6,28,7],[29,1,29,2],[29,6,29,7],[30,1,30,2],[30,6,30,7],[31,1,31,2],[31,6,31,7],[32,1,32,2],[32,3,32,4],[32,6,32,7],[33,1,33,2],[33,3,33,4],[33,6,33,7],[34,1,34,2],[34,3,34,4],[34,6,34,7],[35,1,35,2],[35,6,35,7],[36,1,36,2],[36,3,36,4],[36,6,36,7],[37,1,37,2],[37,3,37,4],[37,6,37,7],[38,1,38,2],[38,6,38,7],[39,1,39,2],[39,6,39,7],[40,1,40,2],[40,6,40,7],[41,1,41,2],[41,6,41,7],[42,1,42,2],[42,6,42,7],[43,1,43,2],[43,6,43,7],[44,1,44,2],[44,6,44,7],[45,1,45,2],[45,6,45,7],[46,1,46,2],[46,6,46,7],[47,1,47,2],[47,6,47,7],[48,1,48,2],[48,6,48,7],[49,1,49,2],[49,6,49,7],[50,1,50,2],[50,6,50,7],[51,1,51,2],[51,6,51,7],[52,1,52,2],[52,6,52,7],[53,1,53,2],[53,6,53,7],[54,1,54,2],[54,6,54,7],[55,1,55,2],[55,6,55,7],[56,1,56,2],[56,3,56,4],[56,6,56,7],[57,1,57,2],[57,3,57,4],[57,6,57,7],[58,0,58,8]],"flags":["formulas_cached_only"]}
["分部分项工程和单价措施项目清单与计价表","","","","","","","","","",""]
["工程名称：","","凉山州科教园区暨医学类教育服务项目\\学生宿舍6-3#【6-3#学生宿舍-防排烟】","","","","","标段：","","",""]
["序号","项目编码","","项目名称","项目特征","计量\r\n单位","工程\r\n量","","金额（元）","",""]
["","","","","","","","","综合单价","合价","其   中"]
["","","","","","","","","","","暂估价"]
[" "," ","","0307 通风及防排烟系统 ",""," "," ",""," "," "," "]
["1","030108003003","","离心式管道风机1500（m³/h） ","1.名称：离心式管道风机1500（m³/h）\r\n2.系统编号：详设计\r\n3.型号：详设计\r\n4.规格：额定工况：详设计\r\n5.质量：详设计 \r\n6.材质：综合考虑 \r\n7.设备支吊架、橡胶垫、弹簧减震吊架制作安装及除锈刷油综合考虑并计入综合单价 \r\n8.灌浆配合比：详设计 \r\n9.单机试运转要求：详设计及满足规范要求\r\n10.含电机检查接线及调试\r\n11.其他要求：满足设计、相关图集、标准及招标文件技术要求  ","台","1","","1673.74","1673.74",""]
["2","030108003003","","离心式管道风机800（m³/h） ","1.名称：离心式管道风机800（m³/h）\r\n2.系统编号：详设计\r\n3.型号：详设计\r\n4.规格：额定工况：详设计\r\n5.质量：详设计 \r\n6.材质：综合考虑 \r\n7.设备支吊架、橡胶垫、弹簧减震吊架制作安装及除锈刷油综合考虑并计入综合单价 \r\n8.灌浆配合比：详设计 \r\n9.单机试运转要求：详设计及满足规范要求\r\n10.含电机检查接线及调试\r\n11.其他要求：满足设计、相关图集、标准及招标文件技术要求  ","台","1","","1606.24","1606.24",""]
["3","030108003003","","离心式管道风机700（m³/h） ","1.名称：离心式管道风机700（m³/h）\r\n2.系统编号：详设计\r\n3.型号：详设计\r\n4.规格：额定工况：详设计\r\n5.质量：详设计 \r\n6.材质：综合考虑 \r\n7.设备支吊架、橡胶垫、弹簧减震吊架制作安装及除锈刷油综合考虑并计入综合单价 \r\n8.灌浆配合比：详设计 \r\n9.单机试运转要求：详设计及满足规范要求\r\n10.含电机检查接线及调试\r\n11.其他要求：满足设计、相关图集、标准及招标文件技术要求  ","台","1","","1471.24","1471.24",""]
["4","030108003009","","XBDZ型壁式轴流风机1200（m³/h） ","1.名称：XBDZ型壁式轴流风机1200（m³/h）\r\n2.系统编号：详设计\r\n3.型号：详设计\r\n4.规格：额定工况：详设计\r\n5.质量：详设计 \r\n6.材质：综合考虑 \r\n7.设备支吊架、橡胶垫、弹簧减震吊架制作安装及除锈刷油综合考虑并计入综合单价 \r\n8.灌浆配合比：详设计 \r\n9.单机试运转要求：详设计及满足规范要求\r\n10.含电机检查接线及调试\r\n11.其他要求：满足设计、相关图集、标准及招标文件技术要求  ","台","1","","615.60","615.60",""]
["5","030108001010","","隔墙用百叶窗换气扇","1.名称:隔墙用百叶窗换气扇\r\n2.型号.规格:详设计\r\n3.减振支吊架制作安装\r\n4.含柔性接头","台","1","","240.22","240.22",""]
["6","030108001012","","管道式换气扇P-150(带止回功能)","1.名称:管道式换气扇P-150(带止回功能)\r\n2.型号.规格:详设计\r\n3.含柔性接头","台","332","","186.09","61781.88",""]
["7","030703001020","","280℃排烟防火阀 1000*250","1.名称:280℃排烟防火阀\r\n2.型号.规格:1000*250  \r\n3.材质:碳钢","个","1","","475.47","475.47",""]
["8","030703001020","","280℃排烟防火阀 1250*200","1.名称:280℃排烟防火阀\r\n2.型号.规格:1250*200\r\n3.材质:碳钢","个","1","","481.84","481.84",""]
["9","030703001020","","280℃排烟防火阀 1250*400","1.名称:280℃排烟防火阀\r\n2.型号.规格:1250*400 \r\n3.材质:碳钢","个","1","","617.68","617.68",""]
["10","030703001020","","70℃防火阀 600*300","1.名称:70℃防火阀\r\n2.型号.规格:600*300\r\n3.材质:碳钢","个","1","","364.58","364.58",""]
["11","030703007013","","单层格栅风口带风阀 400*300","1.名称:单层格栅风口带风阀 \r\n2.型号.规格:400*300 \r\n3.材质:铝合金","个","2","","169.85","339.70",""]
["12","030703007013","","单层格栅风口带风阀 500*400","1.名称:单层格栅风口带风阀 \r\n2.型号.规格:500*400\r\n3.材质:铝合金","个","1","","235.65","235.65",""]
["13","030703012353","","φ250金属风帽","1.名称:φ250金属风帽\r\n2.型号.规格:φ250\r\n3.材质:铝合金","个","158","","148.98","23538.84",""]
["14","030702006028","","固定挡烟垂壁","1.名称:固定挡烟垂壁\r\n2.材质:防火玻璃\r\n3.板材厚度 \r\n4.管件、法兰等附件及支架设计要求 \r\n5.接口形式","m2","75.28","","316.15","23799.77",""]
["15","030703007024","","防鼠防虫网 10*10","1.名称:防鼠防虫网 \r\n2.型号.规格:10*10","个","2","","110.30","220.60",""]
["16","030703007036","","防雨百叶带过滤网 200*160","1.名称：防雨百叶带过滤网\r\n2.型号：详设计 \r\n3.规格：200*160\r\n4.类型：详设计\r\n5.形式：综合考虑\r\n6.其他详设计及满足规范要求","个","14","","141.19","1976.66",""]
["17","030703007036","","防雨百叶带过滤网 300*200","1.名称：防雨百叶带过滤网\r\n2.型号：详设计 \r\n3.规格：300*200\r\n4.类型：详设计\r\n5.形式：综合考虑\r\n6.其他详设计及满足规范要求","个","1","","166.46","166.46",""]
["18","030703007036","","防雨百叶带过滤网 500*400","1.名称：防雨百叶带过滤网\r\n2.型号：详设计 \r\n3.规格：400*400\r\n4.类型：详设计\r\n5.形式：综合考虑\r\n6.其他详设计及满足规范要求","个","2","","245.85","491.70",""]
["19","030703007036","","防雨百叶带过滤网 600*300","1.名称：防雨百叶带过滤网\r\n2.型号：详设计 \r\n3.规格：600*300\r\n4.类型：详设计\r\n5.形式：综合考虑\r\n6.其他详设计及满足规范要求","个","3","","240.40","721.20",""]
["20","030108003149","","离子除臭发生器 1200m3/h，2KW","1.名称：离子除臭发生器\r\n2.型号、规格：1200m3/h，2KW\r\n3.安装方式、部位：综合考虑\r\n4.减震装置，型钢支吊架制作安装和除锈刷油防腐：满足验收规范要求\r\n5.含本体安装、接地，电机检查接线和调试\r\n6.包括风机进出口与风管连接时采用的保温不燃柔性软风管连接\r\n7.各类转运及设备吊装就位、电源配管与设备连接间的金属软管，单根软管长度综合考虑;综合考虑\r\n8.其他要求：满足相关标准图集、规范、设计及验收要求等","台","1","","6799.66","6799.66",""]
["21","030702001025","","镀锌钢板风管 B≤320 δ=0.75","1.名称:镀锌钢板风管\r\n2.材质:镀锌钢板 \r\n3.形状:矩形 \r\n4.规格:B≤320 δ=0.75\r\n5.板材厚度 \r\n6.管件、法兰等附件及支架设计要求 \r\n7.接口形式","m2","204.05","","174.18","35541.43",""]
["22","030702001026","","镀锌钢板风管 B≤450 δ=0.75","1.名称:镀锌钢板风管\r\n2.材质:镀锌钢板 \r\n3.形状:矩形 \r\n4.规格:B≤450 δ=0.75\r\n5.板材厚度 \r\n6.管件、法兰等附件及支架设计要求 \r\n7.接口形式","m2","1.13","","141.25","159.61",""]
["23","030702001027","","镀锌钢板风管 B≤1000 δ=1.0","1.名称:镀锌钢板风管\r\n2.材质:镀锌钢板 \r\n3.形状:矩形 \r\n4.规格:B≤1000 δ=1.0\r\n5.板材厚度 \r\n6.管件、法兰等附件及支架设计要求 \r\n7.接口形式","m2","14.36","","125.95","1808.64",""]
["24","030704002029","","风管漏光试验、漏风试验","风管漏光试验、漏风试验","m2","236.13","","4.27","1008.28",""]
["25","031208003352","","不燃离心玻璃棉保温","1.名称:不燃离心玻璃棉保温\r\n2.绝热厚度及管径:综合考虑 \r\n3.包含所需的各类附件\r\n4.其他要求：满足相关标准图集、规范、设计及验收要求等","m3","19.11","","1066.29","20376.80",""]
["26","031208003232","","防火包裹（无石棉纤维增强硅酸钙耐火板）","1.名称：防火包裹（无石棉纤维增强硅酸钙耐火板）\r\n2.耐火板厚度：综合考虑\r\n3.含耐火板、岩棉保温、龙骨、支架及附件制作安装及除锈刷油防腐\r\n4.其他要求：满足相关标准图集、规范、设计及验收要求等","m2","47.23","","134.42","6348.66",""]
[" "," ","","分部小计 ",""," "," ",""," ","192862.15"," "]
[" "," ","","单价措施项目清单 ",""," "," ",""," "," "," "]
[" "," ","","其他措施项目 ",""," "," ",""," "," "," "]
["27","031302007001","","高层施工增加费"," ","项"," ",""," ","",""]
[" "," ","","分部小计 ",""," "," ",""," "," "," "]
[" "," ","","专业措施项目 ",""," "," ",""," "," "," "]
["28","031301001001","","吊装加固"," ","项"," ",""," ","",""]
["29","031301002001","","金属抱杆安装拆除、移位"," ","项"," ",""," ","",""]
["30","031301003001","","平台铺设、拆除"," ","项"," ",""," ","",""]
["31","031301004001","","顶升、提升装置"," ","项"," ",""," ","",""]
["32","031301005001","","大型设备专用机具"," ","项"," ",""," ","",""]
["33","031301006001","","焊接工艺评定"," ","项"," ",""," ","",""]
["34","031301007001","","胎（模）具制作、安装、拆除"," ","项"," ",""," ","",""]
["35","031301008001","","防护棚制作安装拆除"," ","项"," ",""," ","",""]
["36","031301009001","","特殊地区施工增加"," ","项"," ",""," ","",""]
["37","031301010001","","安装与生产同时进行施工增加"," ","项"," ",""," ","",""]
["38","031301011001","","在有害身体健康环境中施工增加"," ","项"," ",""," ","",""]
["39","031301012001","","工程系统检测、检验"," ","项"," ",""," ","",""]
["40","031301013001","","设备、管道施工的安全、防冻和焊接保护"," ","项"," ",""," ","",""]
["41","031301014001","","焦炉烘炉、热态工程"," ","项"," ",""," ","",""]
["42","031301015001","","管道安拆后的充气保护"," ","项"," ",""," ","",""]
["43","031301016001","","隧道内施工的通风、供水、供气、供电、照明及通讯设施"," ","项"," ",""," ","",""]
["44","031301017001","","脚手架搭拆"," ","项","1","","815.05","815.05",""]
["45","031301018001","","其他措施"," ","项"," ",""," ","",""]
[" "," ","","分部小计 ",""," "," ",""," ","815.05"," "]
[" "," ","","分部小计 ",""," "," ",""," ","815.05"," "]
["合　　计","","","","","","","","","193677.2",""]

{"sheet":"F.4 总价措施项目清单计价表(表-11)【学生宿舍6-3~2","index":140,"n_rows":15,"n_cols":12,"rows_kept":15,"merged":[[0,0,0,11],[1,0,1,1],[1,2,1,5],[1,6,1,7],[1,8,1,11],[2,1,2,2],[2,3,2,4],[2,8,2,9],[3,1,3,2],[3,3,3,4],[3,8,3,9],[4,1,4,2],[4,3,4,4],[4,8,4,9],[5,1,5,2],[5,3,5,4],[5,8,5,9],[6,1,6,2],[6,3,6,4],[6,8,6,9],[7,1,7,2],[7,3,7,4],[7,8,7,9],[8,1,8,2],[8,3,8,4],[8,8,8,9],[9,1,9,2],[9,3,9,4],[9,8,9,9],[10,1,10,2],[10,3,10,4],[10,8,10,9],[11,1,11,2],[11,3,11,4],[11,8,11,9],[12,1,12,2],[12,3,12,4],[12,8,12,9],[13,1,13,2],[13,3,13,4],[13,8,13,9],[14,0,14,6],[14,8,14,9]],"flags":["formulas_cached_only"]}
["总价措施项目清单计价表","","","","","","","","","","",""]
["工程名称：","","凉山州科教园区暨医学类教育服务项目\\学生宿舍6-3#【6-3#学生宿舍-防排烟】","","","","标段：","","","","",""]
["序 号","项目编码","","项目名称","","计算基础","费率\r\n（%）","金额\r\n（元）","调整费率\r\n(%)","","调整后\r\n金额(元)","备注"]
["1","031302001001","","安全文明施工费",""," "," ","6675.30","","",""," "]
["1.1","①","","环境保护费","","分部分项工程及单价措施项目(定额人工费+定额机械费)","1.1","528.26","","",""," "]
["1.2","②","","文明施工费","","分部分项工程及单价措施项目(定额人工费+定额机械费)","2.5","1200.59","","",""," "]
["1.3","③","","安全施工费","","分部分项工程及单价措施项目(定额人工费+定额机械费)","3.9","1872.93","","",""," "]
["1.4","④","","临时设施费","","分部分项工程及单价措施项目(定额人工费+定额机械费)","6.4","3073.52","","",""," "]
["2","031302002001","","夜间施工增加费",""," "," ","230.51","","",""," "]
["3","031302003001","","非夜间施工增加",""," "," ","","","",""," "]
["4","031302004001","","二次搬运费",""," "," ","110.45","","",""," "]
["5","031302005001","","冬雨季施工增加费",""," "," ","172.89","","",""," "]
["6","031302006001","","已完工程及设备保护费",""," "," ","","","",""," "]
["7","031302008001","","工程定位复测费",""," "," ","43.22","","",""," "]
["合　　计","","","","","","","7232.37","-","","-","-"]

{"sheet":"H 规费、税金项目清单计价表(表-13)【学生宿舍6-3#~2","index":141,"n_rows":7,"n_cols":6,"rows_kept":7,"merged":[[0,0,0,5],[1,1,1,2],[1,3,1,4],[6,0,6,4]],"flags":["formulas_cached_only"]}
["规费、税金项目计价表","","","","",""]
["工程名称：","凉山州科教园区暨医学类教育服务项目\\学生宿舍6-3#【6-3#学生宿舍-防排烟】","","标段：","",""]
["序号","项目名称","计算基础","计算基数","计算费率（％）","金额(元)"]
["1","规费","分部分项定额人工费+单价措施项目定额人工费","45155.37","8.36","3774.99"]
["2","销项增值税额","分部分项工程费+措施项目费+其他项目费+规费+按实计算费用+创优质工程奖补偿奖励费-按规定不计税的工程设备金额-除税甲供材料（设备）费","204684.56","9","18421.61"]
["3","附加税","分部分项工程费+措施项目费+其他项目费+规费+按实计算费用+创优质工程奖补偿奖励费-按规定不计税的工程设备金额-除税甲供材料（设备）费","204684.56","0.313","640.66"]
["合计","","","","","22837.26"]

{"sheet":"L.2 承包人提供主要材料和工程设备一览表(表-21)【学~8","index":142,"n_rows":27,"n_cols":10,"rows_kept":27,"merged":[[0,0,0,9],[1,1,1,4],[1,5,1,7],[1,8,1,9],[2,4,2,5],[3,4,3,5],[4,4,4,5],[5,4,5,5],[6,4,6,5],[7,4,7,5],[8,4,8,5],[9,4,9,5],[10,4,10,5],[11,4,11,5],[12,4,12,5],[13,4,13,5],[14,4,14,5],[15,4,15,5],[16,4,16,5],[17,4,17,5],[18,4,18,5],[19,4,19,5],[20,4,20,5],[21,4,21,5],[22,4,22,5],[23,4,23,5],[24,4,24,5],[25,4,25,5],[26,4,26,5]],"flags":["formulas_cached_only"]}
[" 承包人提供主要材料和工程设备一览表\r\n（适用造价信息差额调整法）","","","","","","","","",""]
["工程名称：","凉山州科教园区暨医学类教育服务项目\\学生宿舍6-3#【6-3#学生宿舍-防排烟】","","","","标段：","","","",""]
["序号","名称、规格、型号","单位","数量","风险系数(%)","","基准单价(元)","投标单价(元)","发承包人确认单价(元)","备注"]
["1","离心式管道风机800（m3/h）","台","1"," ","","1485.00","",""," "]
["2","管道式换气扇P-150(带止回功能)","台","332"," ","","95.00","",""," "]
["3","防雨百叶带过滤网 600*300","个","3.03"," ","","137.70","",""," "]
["4","隔墙用百叶窗换气扇","台","1"," ","","95.00","",""," "]
["5","280℃排烟防火阀 1000*250","个","1.01"," ","","257.40","",""," "]
["6","280℃排烟防火阀 1250*200","个","1.01"," ","","263.70","",""," "]
["7","280℃排烟防火阀 1250*400","个","1.01"," ","","324.90","",""," "]
["8","防鼠防虫网 10*10","个","2.02"," ","","90.00","",""," "]
["9","离心式管道风机1500（m3/h）","台","1"," ","","1552.50","",""," "]
["10","离心式管道风机700（m3/h）","台","1"," ","","1350.00","",""," "]
["11","XBDZ型壁式轴流风机1200（m3/h）","台","1"," ","","432.00","",""," "]
["12","70℃防火阀 600*300","个","1.01"," ","","221.40","",""," "]
["13","单层格栅风口带风阀 400*300","个","2.02"," ","","104.40","",""," "]
["14","单层格栅风口带风阀 500*400","个","1.01"," ","","133.00","",""," "]
["15","φ250金属风帽","个","158"," ","","117.00","",""," "]
["16","防雨百叶带过滤网 200*160","个","14.14"," ","","85.00","",""," "]
["17","防雨百叶带过滤网 500*400","个","2.02"," ","","143.10","",""," "]
["18","离子除臭发生器 1200m3/h，2KW","台","1"," ","","6300.00","",""," "]
["19","防火玻璃","m2","76.033"," ","","245.00","",""," "]
["20","防雨百叶带过滤网 300*200","个","1.01"," ","","99.00","",""," "]
["21","镀锌钢板 0.75mm","m2","242.112"," ","","29.27","",""," "]
["22","镀锌钢板 1.0mm","m2","16.945"," ","","37.37","",""," "]
["23","铝箔离心玻璃棉板","m3","19.683"," ","","720.00","",""," "]
["24","无石棉纤维增强硅酸盐板","m3","51.717"," ","","63.00","",""," "]

{"sheet":"E.3 单位工程招标控制价汇总表(表-04)【学生宿舍6-4~","index":143,"n_rows":24,"n_cols":5,"rows_kept":24,"merged":[[0,0,0,4],[1,0,1,1],[2,1,2,2],[3,1,3,2],[4,1,4,2],[5,1,5,2],[6,1,6,2],[7,1,7,2],[8,1,8,2],[9,1,9,2],[10,1,10,2],[11,1,11,2],[12,1,12,2],[13,1,13,2],[14,1,14,2],[15,1,15,2],[16,1,16,2],[17,1,17,2],[18,1,18,2],[19,1,19,2],[20,1,20,2],[21,1,21,2],[22,1,22,2],[23,0,23,2]],"flags":["formulas_cached_only"]}
["单位工程招标控制价汇总表","","","",""]
["工程名称：","","凉山州科教园区暨医学类教育服务项目\\学生宿舍6-4#【6-4#学生宿舍-消防电气】","标段：",""]
["序号","汇总内容","","金  额（元）","其中:暂估价(元)"]
["1","分部分项及单价措施项目","","48828.62"," "]
[" ","火灾报警系统 ","","14520.75"," "]
[" ","广播系统 ",""," "," "]
[" ","防火门监控系统 ","","2760.96"," "]
[" ","电气火灾监控系统 ","","2666.99"," "]
[" ","消防设备电源监控系统 ","","4089.67"," "]
[" ","集中控制应急照明系统 ","","24465.50"," "]
["2","总价措施项目","","2264.78","-"]
["2.1","其中：安全文明施工费","","2090.34","-"]
["3","其他项目",""," ","-"]
["3.1","其中：暂列金额",""," ","-"]
["3.2","其中：专业工程暂估价",""," ","-"]
["3.3","其中：计日工",""," ","-"]
["3.4","其中：总承包服务费",""," ","-"]
["4","规费","","1229.65","-"]
["5","创优质工程奖补偿奖励费",""," ","-"]
["6","税前不含税工程造价","","52323.05","-"]
["6.1","其中：除税甲供材料（设备）费",""," ","-"]
["7","销项增值税额","","4709.07","-"]
["8","附加税","","163.77","-"]
[" 招标控制价/投标报价总价合计=税前不含税工程造价+销项增值税额+附加税","","","57195.89"," "]

{"sheet":"F.1.1 分部分项工程和单价措施项目清单与计价表(表-~25","index":144,"n_rows":66,"n_cols":11,"rows_kept":66,"merged":[[0,0,0,10],[1,0,1,1],[1,2,1,6],[1,7,1,8],[1,9,1,10],[2,0,4,0],[2,1,4,2],[2,3,4,3],[2,4,4,4],[2,5,4,5],[2,6,4,7],[2,8,2,10],[3,8,4,8],[3,9,4,9],[5,1,5,2],[5,3,5,4],[5,6,5,7],[6,1,6,2],[6,6,6,7],[7,1,7,2],[7,6,7,7],[8,1,8,2],[8,6,8,7],[9,1,9,2],[9,3,9,4],[9,6,9,7],[10,1,10,2],[10,3,10,4],[10,6,10,7],[11,1,11,2],[11,3,11,4],[11,6,11,7],[12,1,12,2],[12,3,12,4],[12,6,12,7],[13,1,13,2],[13,6,13,7],[14,1,14,2],[14,6,14,7],[15,1,15,2],[15,6,15,7],[16,1,16,2],[16,3,16,4],[16,6,16,7],[17,1,17,2],[17,3,17,4],[17,6,17,7],[18,1,18,2],[18,6,18,7],[19,1,19,2],[19,6,19,7],[20,1,20,2],[20,3,20,4],[20,6,20,7],[21,1,21,2],[21,3,21,4],[21,6,21,7],[22,1,22,2],[22,6,22,7],[23,1,23,2],[23,6,23,7],[24,1,24,2],[24,6,24,7],[25,1,25,2],[25,3,25,4],[25,6,25,7],[26,1,26,2],[26,3,26,4],[26,6,26,7],[27,1,27,2],[27,6,27,7],[28,1,28,2],[28,6,28,7],[29,1,29,2],[29,6,29,7],[30,1,30,2],[30,6,30,7],[31,1,31,2],[31,6,31,7],[32,1,32,2],[32,6,32,7],[33,1,33,2],[33,6,33,7],[34,1,34,2],[34,6,34,7],[35,1,35,2],[35,6,35,7],[36,1,36,2],[36,6,36,7],[37,1,37,2],[37,6,37,7],[38,1,38,2],[38,6,38,7],[39,1,39,2],[39,3,39,4],[39,6,39,7],[40,1,40,2],[40,3,40,4],[40,6,40,7],[41,1,41,2],[41,3,41,4],[41,6,41,7],[42,1,42,2],[42,6,42,7],[43,1,43,2],[43,3,43,4],[43,6,43,7],[44,1,44,2],[44,3,44,4],[44,6,44,7],[45,1,45,2],[45,6,45,7],[46,1,46,2],[46,6,46,7],[47,1,47,2],[47,6,47,7],[48,1,48,2],[48,6,48,7],[49,1,49,2],[49,6,49,7],[50,1,50,2],[50,6,50,7],[51,1,51,2],[51,6,51,7],[52,1,52,2],[52,6,52,7],[53,1,53,2],[53,6,53,7],[54,1,54,2],[54,6,54,7],[55,1,55,2],[55,6,55,7],[56,1,56,2],[56,6,56,7],[57,1,57,2],[57,6,57,7],[58,1,58,2],[58,6,58,7],[59,1,59,2],[59,6,59,7],[60,1,60,2],[60,6,60,7],[61,1,61,2],[61,6,61,7],[62,1,62,2],[62,6,62,7],[63,1,63,2],[63,3,63,4],[63,6,63,7],[64,1,64,2],[64,3,64,4],[64,6,64,7],[65,0,65,8]],"flags":["formulas_cached_only"]}
["分部分项工程和单价措施项目清单与计价表","","","","","","","","","",""]
["工程名称：","","凉山州科教园区暨医学类教育服务项目\\学生宿舍6-4#【6-4#学生宿舍-消防电气】","","","","","标段：","","",""]
["序号","项目编码","","项目名称","项目特征","计量\r\n单位","工程\r\n量","","金额（元）","",""]
["","","","","","","","","综合单价","合价","其   中"]
["","","","","","","","","","","暂估价"]
[" "," ","","火灾报警系统 ",""," "," ",""," "," "," "]
["1","030904003024","","消火栓按钮","1.名称：消火栓按钮 \r\n2.规格：详设计\r\n3.其他详设计及满足规范要求","个","49","","155.40","7614.60",""]
["2","030408002046","","控制电缆 WDZBN-YJY-4X4mm2","1.名称：控制电缆 \r\n2.型号：WDZN-YJY\r\n3.规格：4*4mm2  \r\n4.材质：铜芯 \r\n5.敷设方式、部位：井道、非井道综合考虑 \r\n6.电压等级（kV）：详设计 \r\n7.地形：详设计\r\n8.其他详设计及满足规范要求","m","400.73","","16.43","6583.99",""]
["3","030408007052","","控制电缆头 电缆芯数（芯） ≤6","1.名称：控制电缆头  \r\n2.型号：详设计 \r\n3.规格：电缆芯数（芯） ≤6 \r\n4.材质、类型：综合考虑 \r\n5.安装方式：详设计\r\n6.其他详设计及满足规范要求","个","4","","80.54","322.16",""]
[" "," ","","分部小计 ",""," "," ",""," ","14520.75"," "]
[" "," ","","广播系统 ",""," "," ",""," "," "," "]
[" "," ","","分部小计 ",""," "," ",""," "," "," "]
[" "," ","","防火门监控系统 ",""," "," ",""," "," "," "]
["4","030904008074","","防火门监控模块","1.名称：防火门监控模块 \r\n2.规格：二总线通讯,无极性,监视常闭防火门状态 \r\n3.类型：详设计 \r\n4.输出形式：综合考虑\r\n5.其他详设计及满足规范要求","个","2","","338.14","676.28",""]
["5","030507001075","","门磁开关","1.名称：门磁开关 \r\n2.类别：智能型,金属外壳,可直接接入防火门系统中,可用于单扇或双扇常闭防火门,占用一个地址,参考感应距离≤15mm。 \r\n3.探测范围：综合考虑 \r\n4.安装方式：综合考虑\r\n5.其他详设计及满足规范要求","套","2","","118.89","237.78",""]
["6","030411004078","","配线 WDZN-RYS-2*1.5mm2","1.名称：配线 \r\n2.配线形式：综合考虑 \r\n3.型号：WDZN-RYS \r\n4.规格：2*1.5mm2 \r\n5.材质：铜芯软线 \r\n6.配线部位：综合考虑 \r\n7.配线线制：详设计 \r\n8.钢索材质、规格：详设计\r\n9.其他详设计及满足规范要求","m","482.22","","3.83","1846.90",""]
[" "," ","","分部小计 ",""," "," ",""," ","2760.96"," "]
[" "," ","","电气火灾监控系统 ",""," "," ",""," "," "," "]
["7","030503006082","","电气火灾监控模块","1.名称：电气火灾监控模块\r\n2.类别：详设计 \r\n3.功能：综合考虑 \r\n4.规格：详设计\r\n5.其他详设计及满足规范要求","台","4","","460.54","1842.16",""]
["8","030411004081","","配线 WDZN-RYS-2*1.5mm2","1.名称：配线 \r\n2.配线形式：综合考虑 \r\n3.型号：WDZN-RYSP\r\n4.规格：2*1.5mm2 \r\n5.材质：铜芯软线 \r\n6.配线部位：综合考虑 \r\n7.配线线制：详设计 \r\n8.钢索材质、规格：详设计\r\n9.其他详设计及满足规范要求","m","215.36","","3.83","824.83",""]
[" "," ","","分部小计 ",""," "," ",""," ","2666.99"," "]
[" "," ","","消防设备电源监控系统 ",""," "," ",""," "," "," "]
["9","030503006082","","电压信号传感器","1.名称：电压信号传感器 \r\n2.类别：详设计 \r\n3.功能：综合考虑 \r\n4.规格：详设计\r\n5.其他详设计及满足规范要求","台","1","","266.86","266.86",""]
["10","030411004084","","配线 WDZN-RYSP-2*1.5mm2","1.名称：配线 \r\n2.配线形式：综合考虑 \r\n3.型号：WDZN-RYSP\r\n4.规格：2*1.5mm2 \r\n5.材质：铜芯软线 \r\n6.配线部位：综合考虑 \r\n7.配线线制：详设计 \r\n8.钢索材质、规格：详设计\r\n9.其他详设计及满足规范要求","m","412.83","","5.77","2382.03",""]
["11","030411004085","","配线 WDZB1N-BYJ(F)-2.5mm2","1.名称：配线 \r\n2.配线形式：综合考虑 \r\n3.型号：WDZB1N-BYJ(F)\r\n4.规格：2.5mm2 \r\n5.材质：铜芯线 \r\n6.配线部位：综合考虑 \r\n7.配线线制：详设计 \r\n8.钢索材质、规格：详设计\r\n9.其他详设计及满足规范要求","m","412.83","","3.49","1440.78",""]
[" "," ","","分部小计 ",""," "," ",""," ","4089.67"," "]
[" "," ","","集中控制应急照明系统 ",""," "," ",""," "," "," "]
["12","030404017007","","A型应急照明集中电源 KW-D-0.6KVA","1.名称：A型应急照明集中电源\r\n2.规格、型号：KW-D-0.6KVA\r\n3.安装形式：挂墙安装\r\n4.不含端子板外部接线、压铜接线端子\r\n5.含支架、开孔，配线，盘柜防火，堵洞等成套配置","台","2","","2053.71","4107.42",""]
["13","030412004081","","集中电源集中控制型消防应急标志灯(单面单向) KW-BLJC-1LEⅡ0.3W-915A","1.名称：集中电源集中控制型消防应急标志灯(单面单向)  \r\n2.规格、型号：KW-BLJC-1LEⅡ0.3W-915A\r\n3.安装形式：嵌墙安装,底边距地面0.5m\r\n4.满足设计图纸及验收规范要求","套","61","","58.52","3569.72",""]
["14","030412004081","","集中电源集中控制型多信息复合标志灯(双面单向) KW-BLJC-2OEⅠ0.3W-919T2A","1.名称：集中电源集中控制型多信息复合标志灯(双面单向) \r\n2.规格、型号：KW-BLJC-2OEⅠ0.3W-919T2A\r\n3.安装形式：吊装,吊顶下0.1m\r\n4.满足设计图纸及验收规范要求","套","20","","59.43","1188.60",""]
["15","030412004081","","楼层显示标志灯","1.名称：楼层显示标志灯\r\n2.规格、型号：详设计\r\n3.安装形式：壁装,底边距地面2.5m\r\n4.满足设计图纸及验收规范要求","套","14","","74.88","1048.32",""]
["16","030412004080","","集中电源集中控制型安全出口标志灯 KW-BLJC-1OEⅡ0.3W-918AA","1.名称：集中电源集中控制型安全出口标志灯   \r\n2.规格、型号：KW-BLJC-1OEⅡ0.3W-918AA\r\n3.安装形式：挂墙安装,门楣上0.1m\r\n4.满足设计图纸及验收规范要求","套","1","","63.79","63.79",""]
["17","030412004080","","集中电源集中控制型疏散出口标志灯 KW-BLJC-1OEⅡ0.3W-918A","1.名称：集中电源集中控制型疏散出口标志灯   \r\n2.规格、型号：KW-BLJC-1OEⅡ0.3W-918A \r\n3.安装形式：挂墙安装,门楣上0.1m\r\n4.满足设计图纸及验收规范要求","套","3","","58.52","175.56",""]
["18","030412004080","","集中电源集中控制型消防应急照明灯 KW-ZFJC-E5W-835B,600lm","1.名称：集中电源集中控制型消防应急照明灯   \r\n2.规格、型号：KW-ZFJC-E5W-835B,600lm\r\n3.安装形式：吸顶安装 \r\n4.满足设计图纸及验收规范要求","套","17","","63.90","1086.30",""]
["19","030412004080","","集中电源集中控制型消防应急照明灯（室外型） KW-ZFJC-E5W-835B,600lm","1.名称：集中电源集中控制型消防应急照明灯（室外型） \r\n2.规格、型号：KW-ZFJC-E5W-835B,600lm\r\n3.安装形式：壁装,底边距地面2.5m/门楣上0.1m，在室外或地面上设置时,防护等级不低于IP67。\r\n4.满足设计图纸及验收规范要求","套","61","","67.42","4112.62",""]
["20","030404032090","","无端子外部接线 ≤2.5mm2","1.名称：无端子外部接线 \r\n2.型号、规格：≤2.5mm2  \r\n3.满足设计图纸及验收规范要求","个","19","","8.32","158.08",""]
["21","030411004081","","配线 WDZCN-RYJS-2*2.5mm2","1.名称：配线 \r\n2.配线形式：综合考虑 \r\n3.型号：WDZCN-RYJS\r\n4.规格：2*2.5mm2\r\n5.材质：铜芯软线 \r\n6.配线部位：综合考虑 \r\n7.配线线制：详设计 \r\n8.钢索材质、规格：详设计\r\n9.其他详设计及满足规范要求","m","1689.4","","4.37","7382.68",""]
["22","030411004084","","配线 WDZCN-RYJSP-2*1.5mm2","1.名称：配线 \r\n2.配线形式：综合考虑 \r\n3.型号：WDZCN-RYJSP\r\n4.规格：2*1.5mm2 \r\n5.材质：铜芯软线 \r\n6.配线部位：综合考虑 \r\n7.配线线制：详设计 \r\n8.钢索材质、规格：详设计\r\n9.其他详设计及满足规范要求","m","232.39","","5.76","1338.57",""]
["23","030411001089","","金属软管 DN20","1.名称：金属软管 \r\n2.材质：过塑金属 \r\n3.规格： DN20\r\n4.其他：满足施工规范、验收规范及设计要求","m","5.2","","44.97","233.84",""]
[" "," ","","分部小计 ",""," "," ",""," ","24465.50"," "]
[" "," ","","单价措施项目清单 ",""," "," ",""," "," "," "]
[" "," ","","其他措施项目 ",""," "," ",""," "," "," "]
["24","031302007001","","高层施工增加费"," ","项"," ",""," ","",""]
[" "," ","","分部小计 ",""," "," ",""," "," "," "]
[" "," ","","专业措施项目 ",""," "," ",""," "," "," "]
["25","031301001001","","吊装加固"," ","项"," ",""," ","",""]
["26","031301002001","","金属抱杆安装拆除、移位"," ","项"," ",""," ","",""]
["27","031301003001","","平台铺设、拆除"," ","项"," ",""," ","",""]
["28","031301004001","","顶升、提升装置"," ","项"," ",""," ","",""]
["29","031301005001","","大型设备专用机具"," ","项"," ",""," ","",""]
["30","031301006001","","焊接工艺评定"," ","项"," ",""," ","",""]
["31","031301007001","","胎（模）具制作、安装、拆除"," ","项"," ",""," ","",""]
["32","031301008001","","防护棚制作安装拆除"," ","项"," ",""," ","",""]
["33","031301009001","","特殊地区施工增加"," ","项"," ",""," ","",""]
["34","031301010001","","安装与生产同时进行施工增加"," ","项"," ",""," ","",""]
["35","031301011001","","在有害身体健康环境中施工增加"," ","项"," ",""," ","",""]
["36","031301012001","","工程系统检测、检验"," ","项"," ",""," ","",""]
["37","031301013001","","设备、管道施工的安全、防冻和焊接保护"," ","项"," ",""," ","",""]
["38","031301014001","","焦炉烘炉、热态工程"," ","项"," ",""," ","",""]
["39","031301015001","","管道安拆后的充气保护"," ","项"," ",""," ","",""]
["40","031301016001","","隧道内施工的通风、供水、供气、供电、照明及通讯设施"," ","项"," ",""," ","",""]
["41","031301017001","","脚手架搭拆"," ","项","1","","324.75","324.75",""]
["42","031301018001","","其他措施"," ","项"," ",""," ","",""]
[" "," ","","分部小计 ",""," "," ",""," ","324.75"," "]
[" "," ","","分部小计 ",""," "," ",""," ","324.75"," "]
["合　　计","","","","","","","","","48828.62",""]

{"sheet":"F.4 总价措施项目清单计价表(表-11)【学生宿舍6-4#~","index":145,"n_rows":15,"n_cols":12,"rows_kept":15,"merged":[[0,0,0,11],[1,0,1,1],[1,2,1,5],[1,6,1,7],[1,8,1,11],[2,1,2,2],[2,3,2,4],[2,8,2,9],[3,1,3,2],[3,3,3,4],[3,8,3,9],[4,1,4,2],[4,3,4,4],[4,8,4,9],[5,1,5,2],[5,3,5,4],[5,8,5,9],[6,1,6,2],[6,3,6,4],[6,8,6,9],[7,1,7,2],[7,3,7,4],[7,8,7,9],[8,1,8,2],[8,3,8,4],[8,8,8,9],[9,1,9,2],[9,3,9,4],[9,8,9,9],[10,1,10,2],[10,3,10,4],[10,8,10,9],[11,1,11,2],[11,3,11,4],[11,8,11,9],[12,1,12,2],[12,3,12,4],[12,8,12,9],[13,1,13,2],[13,3,13,4],[13,8,13,9],[14,0,14,6],[14,8,14,9]],"flags":["formulas_cached_only"]}
["总价措施项目清单计价表","","","","","","","","","","",""]
["工程名称：","","凉山州科教园区暨医学类教育服务项目\\学生宿舍6-4#【6-4#学生宿舍-消防电气】","","","","标段：","","","","",""]
["序 号","项目编码","","项目名称","","计算基础","费率\r\n（%）","金额\r\n（元）","调整费率\r\n(%)","","调整后\r\n金额(元)","备注"]
["1","031302001001","","安全文明施工费",""," "," ","2090.34","","",""," "]
["1.1","①","","环境保护费","","分部分项工程及单价措施项目(定额人工费+定额机械费)","1.1","165.42","","",""," "]
["1.2","②","","文明施工费","","分部分项工程及单价措施项目(定额人工费+定额机械费)","2.5","375.96","","",""," "]
["1.3","③","","安全施工费","","分部分项工程及单价措施项目(定额人工费+定额机械费)","3.9","586.50","","",""," "]
["1.4","④","","临时设施费","","分部分项工程及单价措施项目(定额人工费+定额机械费)","6.4","962.46","","",""," "]
["2","031302002001","","夜间施工增加费",""," "," ","72.18","","",""," "]
["3","031302003001","","非夜间施工增加",""," "," ","","","",""," "]
["4","031302004001","","二次搬运费",""," "," ","34.59","","",""," "]
["5","031302005001","","冬雨季施工增加费",""," "," ","54.14","","",""," "]
["6","031302006001","","已完工程及设备保护费",""," "," ","","","",""," "]
["7","031302008001","","工程定位复测费",""," "," ","13.53","","",""," "]
["合　　计","","","","","","","2264.78","-","","-","-"]

{"sheet":"H 规费、税金项目清单计价表(表-13)【学生宿舍6-4#‖~","index":146,"n_rows":7,"n_cols":6,"rows_kept":7,"merged":[[0,0,0,5],[1,1,1,2],[1,3,1,4],[6,0,6,4]],"flags":["formulas_cached_only"]}
["规费、税金项目计价表","","","","",""]
["工程名称：","凉山州科教园区暨医学类教育服务项目\\学生宿舍6-4#【6-4#学生宿舍-消防电气】","","标段：","",""]
["序号","项目名称","计算基础","计算基数","计算费率（％）","金额(元)"]
["1","规费","分部分项定额人工费+单价措施项目定额人工费","14708.72","8.36","1229.65"]
["2","销项增值税额","分部分项工程费+措施项目费+其他项目费+规费+按实计算费用+创优质工程奖补偿奖励费-按规定不计税的工程设备金额-除税甲供材料（设备）费","52323.05","9","4709.07"]
["3","附加税","分部分项工程费+措施项目费+其他项目费+规费+按实计算费用+创优质工程奖补偿奖励费-按规定不计税的工程设备金额-除税甲供材料（设备）费","52323.05","0.313","163.77"]
["合计","","","","","6102.49"]

{"sheet":"L.2 承包人提供主要材料和工程设备一览表(表-21)【学~9","index":147,"n_rows":25,"n_cols":10,"rows_kept":25,"merged":[[0,0,0,9],[1,1,1,4],[1,5,1,7],[1,8,1,9],[2,4,2,5],[3,4,3,5],[4,4,4,5],[5,4,5,5],[6,4,6,5],[7,4,7,5],[8,4,8,5],[9,4,9,5],[10,4,10,5],[11,4,11,5],[12,4,12,5],[13,4,13,5],[14,4,14,5],[15,4,15,5],[16,4,16,5],[17,4,17,5],[18,4,18,5],[19,4,19,5],[20,4,20,5],[21,4,21,5],[22,4,22,5],[23,4,23,5],[24,4,24,5]],"flags":["formulas_cached_only"]}
[" 承包人提供主要材料和工程设备一览表\r\n（适用造价信息差额调整法）","","","","","","","","",""]
["工程名称：","凉山州科教园区暨医学类教育服务项目\\学生宿舍6-4#【6-4#学生宿舍-消防电气】","","","","标段：","","","",""]
["序号","名称、规格、型号","单位","数量","风险系数(%)","","基准单价(元)","投标单价(元)","发承包人确认单价(元)","备注"]
["1","消火栓按钮","个","49"," ","","22.82","",""," "]
["2","门磁开关","套","2"," ","","90.00","",""," "]
["3","电气火灾监控模块","台","4"," ","","167.40","",""," "]
["4","配线 WDZN-RYS-2*1.5mm2","m","753.387"," ","","2.37","",""," "]
["5","集中电源集中控制型消防应急标志灯(单面单向) KW-BLJC-1LEⅡ0.3W-915A","套","61.61"," ","","27.00","",""," "]
["6","集中电源集中控制型多信息复合标志灯(双面单向) KW-BLJC-2OEⅠ0.3W-919T2A","套","20.2"," ","","27.90","",""," "]
["7","楼层显示标志灯","套","14.14"," ","","43.20","",""," "]
["8","集中电源集中控制型安全出口标志灯 KW-BLJC-1OEⅡ0.3W-918AA","套","1.01"," ","","32.22","",""," "]
["9","集中电源集中控制型疏散出口标志灯 KW-BLJC-1OEⅡ0.3W-918A","套","3.03"," ","","27.00","",""," "]
["10","集中电源集中控制型消防应急照明灯 KW-ZFJC-E5W-835B,600lm","套","17.17"," ","","32.40","",""," "]
["11","集中电源集中控制型消防应急照明灯（室外型） KW-ZFJC-E5W-835B,600lm","套","61.61"," ","","32.40","",""," "]
["12","无端子外部接线 ≤2.5mm2","个","19"," ","","4.50","",""," "]
["13","配线 WDZCN-RYJS-2*2.5mm2","m","1824.552"," ","","2.73","",""," "]
["14","配线 WDZCN-RYJSP-2*1.5mm2","m","250.981"," ","","4.16","",""," "]
["15","金属软管 DN20","m","5.356"," ","","2.45","",""," "]
["16","控制电缆头 电缆芯数（芯） ≤6","个","4"," ","","9.00","",""," "]
["17","A型应急照明集中电源 KW-D-0.6KVA","台","2"," ","","1260.00","",""," "]
["18","防火门监控模块","个","2"," ","","45.00","",""," "]
["19","电压信号传感器","台","1"," ","","187.20","",""," "]
["20","配线 WDZN-RYSP-2*1.5mm2","m","445.856"," ","","4.17","",""," "]
["21","配线 WDZB1N-BYJ(F)-2.5mm2","m","478.883"," ","","1.83","",""," "]
["22","控制电缆 WDZBN-YJY-4X4mm2","m","404.737"," ","","10.31","",""," "]

{"sheet":"E.3 单位工程招标控制价汇总表(表-04)【学生宿舍6-~7","index":148,"n_rows":19,"n_cols":5,"rows_kept":19,"merged":[[0,0,0,4],[1,0,1,1],[2,1,2,2],[3,1,3,2],[4,1,4,2],[5,1,5,2],[6,1,6,2],[7,1,7,2],[8,1,8,2],[9,1,9,2],[10,1,10,2],[11,1,11,2],[12,1,12,2],[13,1,13,2],[14,1,14,2],[15,1,15,2],[16,1,16,2],[17,1,17,2],[18,0,18,2]],"flags":["formulas_cached_only"]}
["单位工程招标控制价汇总表","","","",""]
["工程名称：","","凉山州科教园区暨医学类教育服务项目\\学生宿舍6-4#【6-4#学生宿舍-消防水】","标段：",""]
["序号","汇总内容","","金  额（元）","其中:暂估价(元)"]
["1","分部分项及单价措施项目","","172339.51"," "]
[" ","0309 消火栓系统 ","","170429.76"," "]
["2","总价措施项目","","8021.64","-"]
["2.1","其中：安全文明施工费","","7403.77","-"]
["3","其他项目",""," ","-"]
["3.1","其中：暂列金额",""," ","-"]
["3.2","其中：专业工程暂估价",""," ","-"]
["3.3","其中：计日工",""," ","-"]
["3.4","其中：总承包服务费",""," ","-"]
["4","规费","","4202.08","-"]
["5","创优质工程奖补偿奖励费",""," ","-"]
["6","税前不含税工程造价","","184563.23","-"]
["6.1","其中：除税甲供材料（设备）费",""," ","-"]
["7","销项增值税额","","16610.69","-"]
["8","附加税","","577.68","-"]
[" 招标控制价/投标报价总价合计=税前不含税工程造价+销项增值税额+附加税","","","201751.60"," "]

{"sheet":"F.1.1 分部分项工程和单价措施项目清单与计价表(表-~26","index":149,"n_rows":54,"n_cols":11,"rows_kept":54,"merged":[[0,0,0,10],[1,0,1,1],[1,2,1,6],[1,7,1,8],[1,9,1,10],[2,0,4,0],[2,1,4,2],[2,3,4,3],[2,4,4,4],[2,5,4,5],[2,6,4,7],[2,8,2,10],[3,8,4,8],[3,9,4,9],[5,1,5,2],[5,3,5,4],[5,6,5,7],[6,1,6,2],[6,6,6,7],[7,1,7,2],[7,6,7,7],[8,1,8,2],[8,6,8,7],[9,1,9,2],[9,6,9,7],[10,1,10,2],[10,6,10,7],[11,1,11,2],[11,6,11,7],[12,1,12,2],[12,6,12,7],[13,1,13,2],[13,6,13,7],[14,1,14,2],[14,6,14,7],[15,1,15,2],[15,6,15,7],[16,1,16,2],[16,6,16,7],[17,1,17,2],[17,6,17,7],[18,1,18,2],[18,6,18,7],[19,1,19,2],[19,6,19,7],[20,1,20,2],[20,6,20,7],[21,1,21,2],[21,6,21,7],[22,1,22,2],[22,6,22,7],[23,1,23,2],[23,6,23,7],[24,1,24,2],[24,6,24,7],[25,1,25,2],[25,6,25,7],[26,1,26,2],[26,6,26,7],[27,1,27,2],[27,3,27,4],[27,6,27,7],[28,1,28,2],[28,3,28,4],[28,6,28,7],[29,1,29,2],[29,3,29,4],[29,6,29,7],[30,1,30,2],[30,6,30,7],[31,1,31,2],[31,3,31,4],[31,6,31,7],[32,1,32,2],[32,3,32,4],[32,6,32,7],[33,1,33,2],[33,6,33,7],[34,1,34,2],[34,6,34,7],[35,1,35,2],[35,6,35,7],[36,1,36,2],[36,6,36,7],[37,1,37,2],[37,6,37,7],[38,1,38,2],[38,6,38,7],[39,1,39,2],[39,6,39,7],[40,1,40,2],[40,6,40,7],[41,1,41,2],[41,6,41,7],[42,1,42,2],[42,6,42,7],[43,1,43,2],[43,6,43,7],[44,1,44,2],[44,6,44,7],[45,1,45,2],[45,6,45,7],[46,1,46,2],[46,6,46,7],[47,1,47,2],[47,6,47,7],[48,1,48,2],[48,6,48,7],[49,1,49,2],[49,6,49,7],[50,1,50,2],[50,6,50,7],[51,1,51,2],[51,3,51,4],[51,6,51,7],[52,1,52,2],[52,3,52,4],[52,6,52,7],[53,0,53,8]],"flags":["formulas_cached_only"]}
["分部分项工程和单价措施项目清单与计价表","","","","","","","","","",""]
["工程名称：","","凉山州科教园区暨医学类教育服务项目\\学生宿舍6-4#【6-4#学生宿舍-消防水】","","","","","标段：","","",""]
["序号","项目编码","","项目名称","项目特征","计量\r\n单位","工程\r\n量","","金额（元）","",""]
["","","","","","","","","综合单价","合价","其   中"]
["","","","","","","","","","","暂估价"]
[" "," ","","0309 消火栓系统 ",""," "," ",""," "," "," "]
["1","030901002001","","内外壁热浸镀锌加厚钢管 DN65","1.安装部位：室内 \r\n2.材质：内外壁热浸镀锌加厚钢管\r\n3.型号、规格：DN65mm\r\n4.连接形式：卡箍连接\r\n5.含直管、管件费等\r\n6.按规范要求对管道进行吹扫、冲洗、水压试验等\r\n7.其它：满足设计及规范要求","m","122.16","","91.04","11121.45",""]
["2","030901002002","","内外壁热浸镀锌加厚钢管 DN100","1.安装部位：室内\r\n2.材质：内外壁热浸镀锌加厚钢管\r\n3.型号、规格：DN100mm\r\n4.连接形式：卡箍连接\r\n5.含直管、管件费等\r\n6.按规范要求对管道进行吹扫、冲洗、水压试验等\r\n7.其它：满足设计及规范要求","m","311.16","","123.49","38425.15",""]
["3","030901002001","","内外壁热浸镀锌钢管 DN65","1.安装部位：室内 \r\n2.材质：内外壁热浸镀锌加厚钢管\r\n3.型号、规格：DN65mm\r\n4.连接形式：卡箍连接\r\n5.含直管、管件费等\r\n6.按规范要求对管道进行吹扫、冲洗、水压试验等\r\n7.其它：满足设计及规范要求","m","64.68","","78.05","5048.27",""]
["4","030901002002","","内外壁热浸镀锌钢管 DN100","1.安装部位：室内\r\n2.材质：内外壁热浸镀锌加厚钢管\r\n3.型号、规格：DN100mm\r\n4.连接形式：卡箍连接\r\n5.含直管、管件费等\r\n6.按规范要求对管道进行吹扫、冲洗、水压试验等\r\n7.其它：满足设计及规范要求","m","130.88","","111.23","14557.78",""]
["5","030901002002","","内外壁热浸镀锌加厚钢管 DN150","1.安装部位：室内\r\n2.材质：内外壁热浸镀锌加厚钢管\r\n3.型号、规格：DN150mm\r\n4.连接形式：卡箍连接\r\n5.含直管、管件费等\r\n6.按规范要求对管道进行吹扫、冲洗、水压试验等\r\n7.其它：满足设计及规范要求","m","5.41","","203.07","1098.61",""]
["6","031201001003","","管道刷油","1.名称：管道刷油\r\n2.标志色方式、品种：消火栓管刷樟丹二道,红色调和漆二道;自动喷水管刷樟丹二道,红色黄环调和漆二道。\r\n3.满足设计图纸及验收规范要求","m2","212.27","","7.91","1679.06",""]
["7","030807003005","","带锁定装置的双向型蝶阀 DN100","1.名称：带锁定装置的双向型蝶阀\r\n2.材质：详设计\r\n3.型号、规格：DN100mm \r\n4.连接形式：法兰连接\r\n5.其他：满足设计及规范要求","个","15","","356.73","5350.95",""]
["8","030807003005","","带锁定装置的双向型蝶阀 DN150","1.名称：带锁定装置的双向型蝶阀\r\n2.材质：详设计\r\n3.型号、规格：DN150mm \r\n4.连接形式：法兰连接\r\n5.其他：满足设计及规范要求","个","12","","541.74","6500.88",""]
["9","030807003006","","金属波纹管 DN150","1.名称：金属波纹管\r\n2.材质：详设计\r\n3.型号、规格：DN150mm \r\n4.连接形式：法兰连接\r\n5.其他：满足设计及规范要求","个","2","","984.82","1969.64",""]
["10","030901010007","","甲型单栓带灭火器箱组合式消防柜","1.名称：甲型单栓带灭火器箱组合式消防柜\r\n2.安装部位：室内 \r\n3.型号、规格：详设计\r\n4.内配减压稳压消火栓SNW65-Ⅲ、衬胶水龙带25m一条,直流水枪19mm一支.报警按钮和指示灯各1个\r\n5.消火栓按钮另列清单项\r\n6.其他：满足设计及规范要求","套","42","","835.25","35080.50",""]
["11","030901010008","","试验消火栓箱","1.名称：试验消火栓箱\r\n2.安装部位：室内 \r\n3.型号、规格：详设计\r\n4.附件配置：消火栓柜1800×700×180。箱内配SN65或SNW65一个;DN65、L25m衬胶水带一条;φ19mm水枪一支;带消防软管卷盘,软管长度30米\r\n5.消火栓按钮另列清单项\r\n6.其他：满足设计及规范要求","套","1","","187.82","187.82",""]
["12","030901013009","","手提式磷酸铵盐干粉灭火器  MF/ABC4","1.名称：磷酸铵盐干粉灭火器\r\n2.形式：手提式\r\n3.规格、型号：MF/ABC4\r\n4.其它：满足施工图设计要求及施工验收规范要求","具","18","","52.59","946.62",""]
["13","030901013009","","手提式磷酸铵盐干粉灭火器  MF/ABC5","1.名称：磷酸铵盐干粉灭火器\r\n2.形式：手提式\r\n3.规格、型号：MF/ABC5\r\n4.其它：满足施工图设计要求及施工验收规范要求","具","210","","57.59","12093.90",""]
["14","030901013009","","灭火器放置箱","1.名称：灭火器放置箱\r\n2.形式：挂墙\r\n3.规格、型号：详设计\r\n4.其它：满足施工图设计要求及施工验收规范要求","个","72","","61.16","4403.52",""]
["15","030703022010","","自动排气阀  DN25","1.类型：自动排气阀\r\n2.材质：碳钢\r\n3.型号、规格：WP DN20mm\r\n4.含截止阀\r\n5.其他：满足设计及规范要求","个","1","","57.44","57.44",""]
["16","030815001015","","管道支架制作安装","1.名称：管道支架及套管\r\n2.材质：型钢（综合）\r\n3.支架除锈后刷樟丹二道，灰色调和漆两道\r\n4.其它：满足设计及规范要求","kg","798.34","","17.69","14122.63",""]
["17","031003003021","","旋启式止回阀 DN100","1.类型：消声止回阀 \r\n2.材质：球墨铸铁阀体 \r\n3.规格、压力等级：DN100 \r\n4.连接形式：法兰连接 \r\n5.焊接方法：详设计\r\n6.含沟槽法兰等综合考虑\r\n7.其他详设计及满足规范要求","个","2","","1077.19","2154.38",""]
["18","031003003021","","安全泄压阀 DN100","1.类型：安全泄压阀\r\n2.材质：铸钢 \r\n3.规格、压力等级：DN100 \r\n4.连接形式：法兰连接 \r\n5.焊接方法：详设计\r\n6.含沟槽法兰等综合考虑\r\n7.其他详设计及满足规范要求","个","1","","907.99","907.99",""]
["19","031001007084","","钢丝网骨架复合给水管 DN100","1.安装部位：室外\r\n2.介质：冷水\r\n3.规格、压力等级：DN100 1.6MPa\r\n4.连接方式：综合考虑\r\n5.包含配套管件及附件\r\n6.含水压试验、管道冲洗等综合考虑\r\n7.其他要求：满足相关标准图集、规范、设计及验收要求等","m","8","","101.60","812.80",""]
["20","030601002026","","压力表","1.名称：压力表 \r\n2.型号：详设计 \r\n3.规格：详设计\r\n4.压力表弯材质、规格：详设计 \r\n5.挠性管材质、规格：详设计  \r\n6.支架形式、材质：详设计  \r\n7.调试要求：详设计  \r\n8.脱脂要求：详设计 \r\n9.其他详设计及满足规范要求","台","1","","66.05","66.05",""]
["21","030905002016","","消火栓灭火系统调试","1.系统形式：消火栓灭火系统调试\r\n2.其它：满足施工图设计要求及施工验收规范要求","点","47","","294.56","13844.32",""]
[" "," ","","分部小计 ",""," "," ",""," ","170429.76"," "]
[" "," ","","单价措施项目清单 ",""," "," ",""," "," "," "]
[" "," ","","其他措施项目 ",""," "," ",""," "," "," "]
["22","031302007001","","高层施工增加费"," ","项"," ",""," ","",""]
[" "," ","","分部小计 ",""," "," ",""," "," "," "]
[" "," ","","专业措施项目 ",""," "," ",""," "," "," "]
["23","031301001001","","吊装加固"," ","项"," ",""," ","",""]
["24","031301002001","","金属抱杆安装拆除、移位"," ","项"," ",""," ","",""]
["25","031301003001","","平台铺设、拆除"," ","项"," ",""," ","",""]
["26","031301004001","","顶升、提升装置"," ","项"," ",""," ","",""]
["27","031301005001","","大型设备专用机具"," ","项"," ",""," ","",""]
["28","031301006001","","焊接工艺评定"," ","项"," ",""," ","",""]
["29","031301007001","","胎（模）具制作、安装、拆除"," ","项"," ",""," ","",""]
["30","031301008001","","防护棚制作安装拆除"," ","项"," ",""," ","",""]
["31","031301009001","","特殊地区施工增加"," ","项"," ",""," ","",""]
["32","031301010001","","安装与生产同时进行施工增加"," ","项"," ",""," ","",""]
["33","031301011001","","在有害身体健康环境中施工增加"," ","项"," ",""," ","",""]
["34","031301012001","","工程系统检测、检验"," ","项"," ",""," ","",""]
["35","031301013001","","设备、管道施工的安全、防冻和焊接保护"," ","项"," ",""," ","",""]
["36","031301014001","","焦炉烘炉、热态工程"," ","项"," ",""," ","",""]
["37","031301015001","","管道安拆后的充气保护"," ","项"," ",""," ","",""]
["38","031301016001","","隧道内施工的通风、供水、供气、供电、照明及通讯设施"," ","项"," ",""," ","",""]
["39","031301017001","","脚手架搭拆"," ","项","1","","1909.75","1909.75",""]
["40","031301018001","","其他措施"," ","项"," ",""," ","",""]
[" "," ","","分部小计 ",""," "," ",""," ","1909.75"," "]
[" "," ","","分部小计 ",""," "," ",""," ","1909.75"," "]
["合　　计","","","","","","","","","172339.51",""]

{"sheet":"F.4 总价措施项目清单计价表(表-11)【学生宿舍6-4~1","index":150,"n_rows":15,"n_cols":12,"rows_kept":15,"merged":[[0,0,0,11],[1,0,1,1],[1,2,1,5],[1,6,1,7],[1,8,1,11],[2,1,2,2],[2,3,2,4],[2,8,2,9],[3,1,3,2],[3,3,3,4],[3,8,3,9],[4,1,4,2],[4,3,4,4],[4,8,4,9],[5,1,5,2],[5,3,5,4],[5,8,5,9],[6,1,6,2],[6,3,6,4],[6,8,6,9],[7,1,7,2],[7,3,7,4],[7,8,7,9],[8,1,8,2],[8,3,8,4],[8,8,8,9],[9,1,9,2],[9,3,9,4],[9,8,9,9],[10,1,10,2],[10,3,10,4],[10,8,10,9],[11,1,11,2],[11,3,11,4],[11,8,11,9],[12,1,12,2],[12,3,12,4],[12,8,12,9],[13,1,13,2],[13,3,13,4],[13,8,13,9],[14,0,14,6],[14,8,14,9]],"flags":["formulas_cached_only"]}
["总价措施项目清单计价表","","","","","","","","","","",""]
["工程名称：","","凉山州科教园区暨医学类教育服务项目\\学生宿舍6-4#【6-4#学生宿舍-消防水】","","","","标段：","","","","",""]
["序 号","项目编码","","项目名称","","计算基础","费率\r\n（%）","金额\r\n（元）","调整费率\r\n(%)","","调整后\r\n金额(元)","备注"]
["1","031302001001","","安全文明施工费",""," "," ","7403.77","","",""," "]
["1.1","①","","环境保护费","","分部分项工程及单价措施项目(定额人工费+定额机械费)","1.1","585.91","","",""," "]
["1.2","②","","文明施工费","","分部分项工程及单价措施项目(定额人工费+定额机械费)","2.5","1331.61","","",""," "]
["1.3","③","","安全施工费","","分部分项工程及单价措施项目(定额人工费+定额机械费)","3.9","2077.32","","",""," "]
["1.4","④","","临时设施费","","分部分项工程及单价措施项目(定额人工费+定额机械费)","6.4","3408.93","","",""," "]
["2","031302002001","","夜间施工增加费",""," "," ","255.67","","",""," "]
["3","031302003001","","非夜间施工增加",""," "," ","","","",""," "]
["4","031302004001","","二次搬运费",""," "," ","122.51","","",""," "]
["5","031302005001","","冬雨季施工增加费",""," "," ","191.75","","",""," "]
["6","031302006001","","已完工程及设备保护费",""," "," ","","","",""," "]
["7","031302008001","","工程定位复测费",""," "," ","47.94","","",""," "]
["合　　计","","","","","","","8021.64","-","","-","-"]

{"sheet":"H 规费、税金项目清单计价表(表-13)【学生宿舍6-4#~1","index":151,"n_rows":7,"n_cols":6,"rows_kept":7,"merged":[[0,0,0,5],[1,1,1,2],[1,3,1,4],[6,0,6,4]],"flags":["formulas_cached_only"]}
["规费、税金项目计价表","","","","",""]
["工程名称：","凉山州科教园区暨医学类教育服务项目\\学生宿舍6-4#【6-4#学生宿舍-消防水】","","标段：","",""]
["序号","项目名称","计算基础","计算基数","计算费率（％）","金额(元)"]
["1","规费","分部分项定额人工费+单价措施项目定额人工费","50264.09","8.36","4202.08"]
["2","销项增值税额","分部分项工程费+措施项目费+其他项目费+规费+按实计算费用+创优质工程奖补偿奖励费-按规定不计税的工程设备金额-除税甲供材料（设备）费","184563.23","9","16610.69"]
["3","附加税","分部分项工程费+措施项目费+其他项目费+规费+按实计算费用+创优质工程奖补偿奖励费-按规定不计税的工程设备金额-除税甲供材料（设备）费","184563.23","0.313","577.68"]
["合计","","","","","21390.45"]

{"sheet":"L.2 承包人提供主要材料和工程设备一览表(表-21)【~12","index":152,"n_rows":33,"n_cols":10,"rows_kept":33,"merged":[[0,0,0,9],[1,1,1,4],[1,5,1,7],[1,8,1,9],[2,4,2,5],[3,4,3,5],[4,4,4,5],[5,4,5,5],[6,4,6,5],[7,4,7,5],[8,4,8,5],[9,4,9,5],[10,4,10,5],[11,4,11,5],[12,4,12,5],[13,4,13,5],[14,4,14,5],[15,4,15,5],[16,4,16,5],[17,4,17,5],[18,4,18,5],[19,4,19,5],[20,4,20,5],[21,4,21,5],[22,4,22,5],[23,4,23,5],[24,4,24,5],[25,4,25,5],[26,4,26,5],[27,4,27,5],[28,4,28,5],[29,4,29,5],[30,4,30,5],[31,4,31,5],[32,4,32,5]],"flags":["formulas_cached_only"]}
[" 承包人提供主要材料和工程设备一览表\r\n（适用造价信息差额调整法）","","","","","","","","",""]
["工程名称：","凉山州科教园区暨医学类教育服务项目\\学生宿舍6-4#【6-4#学生宿舍-消防水】","","","","标段：","","","",""]
["序号","名称、规格、型号","单位","数量","风险系数(%)","","基准单价(元)","投标单价(元)","发承包人确认单价(元)","备注"]
["1","沟槽直接头 （含胶圈）DN65","套","31.146"," ","","10.87","",""," "]
["2","消火栓沟槽管件DN65","个","59.938"," ","","15.39","",""," "]
["3","沟槽直接头 （含胶圈）DN100","套","70.978"," ","","17.98","",""," "]
["4","消火栓沟槽管件DN100","个","147.001"," ","","24.64","",""," "]
["5","碳钢平焊法兰DN100","片","38"," ","","27.14","",""," "]
["6","碳钢平焊法兰DN150","片","28"," ","","51.25","",""," "]
["7","压力表","台","1"," ","","18.00","",""," "]
["8","旋启式止回阀 DN100","个","2"," ","","781.20","",""," "]
["9","灭火器MF/ABC5","具","210"," ","","50.00","",""," "]
["10","镀锌加厚钢管DN65","m","123.992"," ","","37.81","",""," "]
["11","镀锌加厚钢管DN100","m","299.324"," ","","60.94","",""," "]
["12","内外壁热浸镀锌钢管 DN65","m","65.65"," ","","35.614","",""," "]
["13","内外壁热浸镀锌钢管 DN100","m","132.843"," ","","58.31","",""," "]
["14","酚醛调和漆 各色","kg","42.029"," ","","11.15","",""," "]
["15","带锁定装置的双向型蝶阀 DN100","个","16"," ","","58.50","",""," "]
["16","甲型单栓带灭火器箱组合式消防柜","套","42"," ","","668.70","",""," "]
["17","试验消火栓DN65","套","1.01"," ","","67.50","",""," "]
["18","灭火器MF/ABC4","具","18"," ","","45.00","",""," "]
["19","灭火器放置箱","个","72"," ","","27.00","",""," "]
["20","安全泄压阀DN100","个","1"," ","","612.00","",""," "]
["21","自动排气阀DN25","个","1"," ","","22.50","",""," "]
["22","型钢","kg","838.215"," ","","4.50","",""," "]
["23","醇酸防锈漆 C53-1","kg","9.26"," ","","11.00","",""," "]
["24","钢丝网骨架复核管DN100","m","8.12"," ","","67.32","",""," "]
["25","给水室外钢骨架塑料复合管电熔管件DN100","个","2.184"," ","","57.64","",""," "]
["26","镀锌加厚钢管DN150","m","5.464"," ","","104.11","",""," "]
["27","沟槽直接头 （含胶圈）DN150","套","0.902"," ","","30.20","",""," "]
["28","消火栓沟槽管件DN150","个","2.171"," ","","43.89","",""," "]
["29","带锁定装置的双向型蝶阀 DN150","个","12"," ","","92.70","",""," "]
["30","金属波纹管DN150","个","2"," ","","540.54","",""," "]

{"sheet":"E.3 单位工程招标控制价汇总表(表-04)【学生宿舍6-~8","index":153,"n_rows":19,"n_cols":5,"rows_kept":19,"merged":[[0,0,0,4],[1,0,1,1],[2,1,2,2],[3,1,3,2],[4,1,4,2],[5,1,5,2],[6,1,6,2],[7,1,7,2],[8,1,8,2],[9,1,9,2],[10,1,10,2],[11,1,11,2],[12,1,12,2],[13,1,13,2],[14,1,14,2],[15,1,15,2],[16,1,16,2],[17,1,17,2],[18,0,18,2]],"flags":["formulas_cached_only"]}
["单位工程招标控制价汇总表","","","",""]
["工程名称：","","凉山州科教园区暨医学类教育服务项目\\学生宿舍6-4#【6-4#学生宿舍-防排烟】","标段：",""]
["序号","汇总内容","","金  额（元）","其中:暂估价(元)"]
["1","分部分项及单价措施项目","","193677.20"," "]
[" ","0307 通风及防排烟系统 ","","192862.15"," "]
["2","总价措施项目","","7232.37","-"]
["2.1","其中：安全文明施工费","","6675.30","-"]
["3","其他项目",""," ","-"]
["3.1","其中：暂列金额",""," ","-"]
["3.2","其中：专业工程暂估价",""," ","-"]
["3.3","其中：计日工",""," ","-"]
["3.4","其中：总承包服务费",""," ","-"]
["4","规费","","3774.99","-"]
["5","创优质工程奖补偿奖励费",""," ","-"]
["6","税前不含税工程造价","","204684.56","-"]
["6.1","其中：除税甲供材料（设备）费",""," ","-"]
["7","销项增值税额","","18421.61","-"]
["8","附加税","","640.66","-"]
[" 招标控制价/投标报价总价合计=税前不含税工程造价+销项增值税额+附加税","","","223746.83"," "]

{"sheet":"F.1.1 分部分项工程和单价措施项目清单与计价表(表-~27","index":154,"n_rows":59,"n_cols":11,"rows_kept":59,"merged":[[0,0,0,10],[1,0,1,1],[1,2,1,6],[1,7,1,8],[1,9,1,10],[2,0,4,0],[2,1,4,2],[2,3,4,3],[2,4,4,4],[2,5,4,5],[2,6,4,7],[2,8,2,10],[3,8,4,8],[3,9,4,9],[5,1,5,2],[5,3,5,4],[5,6,5,7],[6,1,6,2],[6,6,6,7],[7,1,7,2],[7,6,7,7],[8,1,8,2],[8,6,8,7],[9,1,9,2],[9,6,9,7],[10,1,10,2],[10,6,10,7],[11,1,11,2],[11,6,11,7],[12,1,12,2],[12,6,12,7],[13,1,13,2],[13,6,13,7],[14,1,14,2],[14,6,14,7],[15,1,15,2],[15,6,15,7],[16,1,16,2],[16,6,16,7],[17,1,17,2],[17,6,17,7],[18,1,18,2],[18,6,18,7],[19,1,19,2],[19,6,19,7],[20,1,20,2],[20,6,20,7],[21,1,21,2],[21,6,21,7],[22,1,22,2],[22,6,22,7],[23,1,23,2],[23,6,23,7],[24,1,24,2],[24,6,24,7],[25,1,25,2],[25,6,25,7],[26,1,26,2],[26,6,26,7],[27,1,27,2],[27,6,27,7],[28,1,28,2],[28,6,28,7],[29,1,29,2],[29,6,29,7],[30,1,30,2],[30,6,30,7],[31,1,31,2],[31,6,31,7],[32,1,32,2],[32,3,32,4],[32,6,32,7],[33,1,33,2],[33,3,33,4],[33,6,33,7],[34,1,34,2],[34,3,34,4],[34,6,34,7],[35,1,35,2],[35,6,35,7],[36,1,36,2],[36,3,36,4],[36,6,36,7],[37,1,37,2],[37,3,37,4],[37,6,37,7],[38,1,38,2],[38,6,38,7],[39,1,39,2],[39,6,39,7],[40,1,40,2],[40,6,40,7],[41,1,41,2],[41,6,41,7],[42,1,42,2],[42,6,42,7],[43,1,43,2],[43,6,43,7],[44,1,44,2],[44,6,44,7],[45,1,45,2],[45,6,45,7],[46,1,46,2],[46,6,46,7],[47,1,47,2],[47,6,47,7],[48,1,48,2],[48,6,48,7],[49,1,49,2],[49,6,49,7],[50,1,50,2],[50,6,50,7],[51,1,51,2],[51,6,51,7],[52,1,52,2],[52,6,52,7],[53,1,53,2],[53,6,53,7],[54,1,54,2],[54,6,54,7],[55,1,55,2],[55,6,55,7],[56,1,56,2],[56,3,56,4],[56,6,56,7],[57,1,57,2],[57,3,57,4],[57,6,57,7],[58,0,58,8]],"flags":["formulas_cached_only"]}
["分部分项工程和单价措施项目清单与计价表","","","","","","","","","",""]
["工程名称：","","凉山州科教园区暨医学类教育服务项目\\学生宿舍6-4#【6-4#学生宿舍-防排烟】","","","","","标段：","","",""]
["序号","项目编码","","项目名称","项目特征","计量\r\n单位","工程\r\n量","","金额（元）","",""]
["","","","","","","","","综合单价","合价","其   中"]
["","","","","","","","","","","暂估价"]
[" "," ","","0307 通风及防排烟系统 ",""," "," ",""," "," "," "]
["1","030108003003","","离心式管道风机1500（m³/h） ","1.名称：离心式管道风机1500（m³/h）\r\n2.系统编号：详设计\r\n3.型号：详设计\r\n4.规格：额定工况：详设计\r\n5.质量：详设计 \r\n6.材质：综合考虑 \r\n7.设备支吊架、橡胶垫、弹簧减震吊架制作安装及除锈刷油综合考虑并计入综合单价 \r\n8.灌浆配合比：详设计 \r\n9.单机试运转要求：详设计及满足规范要求\r\n10.含电机检查接线及调试\r\n11.其他要求：满足设计、相关图集、标准及招标文件技术要求  ","台","1","","1673.74","1673.74",""]
["2","030108003003","","离心式管道风机800（m³/h） ","1.名称：离心式管道风机800（m³/h）\r\n2.系统编号：详设计\r\n3.型号：详设计\r\n4.规格：额定工况：详设计\r\n5.质量：详设计 \r\n6.材质：综合考虑 \r\n7.设备支吊架、橡胶垫、弹簧减震吊架制作安装及除锈刷油综合考虑并计入综合单价 \r\n8.灌浆配合比：详设计 \r\n9.单机试运转要求：详设计及满足规范要求\r\n10.含电机检查接线及调试\r\n11.其他要求：满足设计、相关图集、标准及招标文件技术要求  ","台","1","","1606.24","1606.24",""]
["3","030108003003","","离心式管道风机700（m³/h） ","1.名称：离心式管道风机700（m³/h）\r\n2.系统编号：详设计\r\n3.型号：详设计\r\n4.规格：额定工况：详设计\r\n5.质量：详设计 \r\n6.材质：综合考虑 \r\n7.设备支吊架、橡胶垫、弹簧减震吊架制作安装及除锈刷油综合考虑并计入综合单价 \r\n8.灌浆配合比：详设计 \r\n9.单机试运转要求：详设计及满足规范要求\r\n10.含电机检查接线及调试\r\n11.其他要求：满足设计、相关图集、标准及招标文件技术要求  ","台","1","","1471.24","1471.24",""]
["4","030108003009","","XBDZ型壁式轴流风机1200（m³/h） ","1.名称：XBDZ型壁式轴流风机1200（m³/h）\r\n2.系统编号：详设计\r\n3.型号：详设计\r\n4.规格：额定工况：详设计\r\n5.质量：详设计 \r\n6.材质：综合考虑 \r\n7.设备支吊架、橡胶垫、弹簧减震吊架制作安装及除锈刷油综合考虑并计入综合单价 \r\n8.灌浆配合比：详设计 \r\n9.单机试运转要求：详设计及满足规范要求\r\n10.含电机检查接线及调试\r\n11.其他要求：满足设计、相关图集、标准及招标文件技术要求  ","台","1","","615.60","615.60",""]
["5","030108001010","","隔墙用百叶窗换气扇","1.名称:隔墙用百叶窗换气扇\r\n2.型号.规格:详设计\r\n3.减振支吊架制作安装\r\n4.含柔性接头","台","1","","240.22","240.22",""]
["6","030108001012","","管道式换气扇P-150(带止回功能)","1.名称:管道式换气扇P-150(带止回功能)\r\n2.型号.规格:详设计\r\n3.含柔性接头","台","332","","186.09","61781.88",""]
["7","030703001020","","280℃排烟防火阀 1000*250","1.名称:280℃排烟防火阀\r\n2.型号.规格:1000*250  \r\n3.材质:碳钢","个","1","","475.47","475.47",""]
["8","030703001020","","280℃排烟防火阀 1250*200","1.名称:280℃排烟防火阀\r\n2.型号.规格:1250*200\r\n3.材质:碳钢","个","1","","481.84","481.84",""]
["9","030703001020","","280℃排烟防火阀 1250*400","1.名称:280℃排烟防火阀\r\n2.型号.规格:1250*400 \r\n3.材质:碳钢","个","1","","617.68","617.68",""]
["10","030703001020","","70℃防火阀 600*300","1.名称:70℃防火阀\r\n2.型号.规格:600*300\r\n3.材质:碳钢","个","1","","364.58","364.58",""]
["11","030703007013","","单层格栅风口带风阀 400*300","1.名称:单层格栅风口带风阀 \r\n2.型号.规格:400*300 \r\n3.材质:铝合金","个","2","","169.85","339.70",""]
["12","030703007013","","单层格栅风口带风阀 500*400","1.名称:单层格栅风口带风阀 \r\n2.型号.规格:500*400\r\n3.材质:铝合金","个","1","","235.65","235.65",""]
["13","030703012353","","φ250金属风帽","1.名称:φ250金属风帽\r\n2.型号.规格:φ250\r\n3.材质:铝合金","个","158","","148.98","23538.84",""]
["14","030702006028","","固定挡烟垂壁","1.名称:固定挡烟垂壁\r\n2.材质:防火玻璃\r\n3.板材厚度 \r\n4.管件、法兰等附件及支架设计要求 \r\n5.接口形式","m2","75.28","","316.15","23799.77",""]
["15","030703007024","","防鼠防虫网 10*10","1.名称:防鼠防虫网 \r\n2.型号.规格:10*10","个","2","","110.30","220.60",""]
["16","030703007036","","防雨百叶带过滤网 200*160","1.名称：防雨百叶带过滤网\r\n2.型号：详设计 \r\n3.规格：200*160\r\n4.类型：详设计\r\n5.形式：综合考虑\r\n6.其他详设计及满足规范要求","个","14","","141.19","1976.66",""]
["17","030703007036","","防雨百叶带过滤网 300*200","1.名称：防雨百叶带过滤网\r\n2.型号：详设计 \r\n3.规格：300*200\r\n4.类型：详设计\r\n5.形式：综合考虑\r\n6.其他详设计及满足规范要求","个","1","","166.46","166.46",""]
["18","030703007036","","防雨百叶带过滤网 500*400","1.名称：防雨百叶带过滤网\r\n2.型号：详设计 \r\n3.规格：400*400\r\n4.类型：详设计\r\n5.形式：综合考虑\r\n6.其他详设计及满足规范要求","个","2","","245.85","491.70",""]
["19","030703007036","","防雨百叶带过滤网 600*300","1.名称：防雨百叶带过滤网\r\n2.型号：详设计 \r\n3.规格：600*300\r\n4.类型：详设计\r\n5.形式：综合考虑\r\n6.其他详设计及满足规范要求","个","3","","240.40","721.20",""]
["20","030108003149","","离子除臭发生器 1200m3/h，2KW","1.名称：离子除臭发生器\r\n2.型号、规格：1200m3/h，2KW\r\n3.安装方式、部位：综合考虑\r\n4.减震装置，型钢支吊架制作安装和除锈刷油防腐：满足验收规范要求\r\n5.含本体安装、接地，电机检查接线和调试\r\n6.包括风机进出口与风管连接时采用的保温不燃柔性软风管连接\r\n7.各类转运及设备吊装就位、电源配管与设备连接间的金属软管，单根软管长度综合考虑;综合考虑\r\n8.其他要求：满足相关标准图集、规范、设计及验收要求等","台","1","","6799.66","6799.66",""]
["21","030702001025","","镀锌钢板风管 B≤320 δ=0.75","1.名称:镀锌钢板风管\r\n2.材质:镀锌钢板 \r\n3.形状:矩形 \r\n4.规格:B≤320 δ=0.75\r\n5.板材厚度 \r\n6.管件、法兰等附件及支架设计要求 \r\n7.接口形式","m2","204.05","","174.18","35541.43",""]
["22","030702001026","","镀锌钢板风管 B≤450 δ=0.75","1.名称:镀锌钢板风管\r\n2.材质:镀锌钢板 \r\n3.形状:矩形 \r\n4.规格:B≤450 δ=0.75\r\n5.板材厚度 \r\n6.管件、法兰等附件及支架设计要求 \r\n7.接口形式","m2","1.13","","141.25","159.61",""]
["23","030702001027","","镀锌钢板风管 B≤1000 δ=1.0","1.名称:镀锌钢板风管\r\n2.材质:镀锌钢板 \r\n3.形状:矩形 \r\n4.规格:B≤1000 δ=1.0\r\n5.板材厚度 \r\n6.管件、法兰等附件及支架设计要求 \r\n7.接口形式","m2","14.36","","125.95","1808.64",""]
["24","030704002029","","风管漏光试验、漏风试验","风管漏光试验、漏风试验","m2","236.13","","4.27","1008.28",""]
["25","031208003352","","不燃离心玻璃棉保温","1.名称:不燃离心玻璃棉保温\r\n2.绝热厚度及管径:综合考虑 \r\n3.包含所需的各类附件\r\n4.其他要求：满足相关标准图集、规范、设计及验收要求等","m3","19.11","","1066.29","20376.80",""]
["26","031208003232","","防火包裹（无石棉纤维增强硅酸钙耐火板）","1.名称：防火包裹（无石棉纤维增强硅酸钙耐火板）\r\n2.耐火板厚度：综合考虑\r\n3.含耐火板、岩棉保温、龙骨、支架及附件制作安装及除锈刷油防腐\r\n4.其他要求：满足相关标准图集、规范、设计及验收要求等","m2","47.23","","134.42","6348.66",""]
[" "," ","","分部小计 ",""," "," ",""," ","192862.15"," "]
[" "," ","","单价措施项目清单 ",""," "," ",""," "," "," "]
[" "," ","","其他措施项目 ",""," "," ",""," "," "," "]
["27","031302007001","","高层施工增加费"," ","项"," ",""," ","",""]
[" "," ","","分部小计 ",""," "," ",""," "," "," "]
[" "," ","","专业措施项目 ",""," "," ",""," "," "," "]
["28","031301001001","","吊装加固"," ","项"," ",""," ","",""]
["29","031301002001","","金属抱杆安装拆除、移位"," ","项"," ",""," ","",""]
["30","031301003001","","平台铺设、拆除"," ","项"," ",""," ","",""]
["31","031301004001","","顶升、提升装置"," ","项"," ",""," ","",""]
["32","031301005001","","大型设备专用机具"," ","项"," ",""," ","",""]
["33","031301006001","","焊接工艺评定"," ","项"," ",""," ","",""]
["34","031301007001","","胎（模）具制作、安装、拆除"," ","项"," ",""," ","",""]
["35","031301008001","","防护棚制作安装拆除"," ","项"," ",""," ","",""]
["36","031301009001","","特殊地区施工增加"," ","项"," ",""," ","",""]
["37","031301010001","","安装与生产同时进行施工增加"," ","项"," ",""," ","",""]
["38","031301011001","","在有害身体健康环境中施工增加"," ","项"," ",""," ","",""]
["39","031301012001","","工程系统检测、检验"," ","项"," ",""," ","",""]
["40","031301013001","","设备、管道施工的安全、防冻和焊接保护"," ","项"," ",""," ","",""]
["41","031301014001","","焦炉烘炉、热态工程"," ","项"," ",""," ","",""]
["42","031301015001","","管道安拆后的充气保护"," ","项"," ",""," ","",""]
["43","031301016001","","隧道内施工的通风、供水、供气、供电、照明及通讯设施"," ","项"," ",""," ","",""]
["44","031301017001","","脚手架搭拆"," ","项","1","","815.05","815.05",""]
["45","031301018001","","其他措施"," ","项"," ",""," ","",""]
[" "," ","","分部小计 ",""," "," ",""," ","815.05"," "]
[" "," ","","分部小计 ",""," "," ",""," ","815.05"," "]
["合　　计","","","","","","","","","193677.2",""]

{"sheet":"F.4 总价措施项目清单计价表(表-11)【学生宿舍6-4~2","index":155,"n_rows":15,"n_cols":12,"rows_kept":15,"merged":[[0,0,0,11],[1,0,1,1],[1,2,1,5],[1,6,1,7],[1,8,1,11],[2,1,2,2],[2,3,2,4],[2,8,2,9],[3,1,3,2],[3,3,3,4],[3,8,3,9],[4,1,4,2],[4,3,4,4],[4,8,4,9],[5,1,5,2],[5,3,5,4],[5,8,5,9],[6,1,6,2],[6,3,6,4],[6,8,6,9],[7,1,7,2],[7,3,7,4],[7,8,7,9],[8,1,8,2],[8,3,8,4],[8,8,8,9],[9,1,9,2],[9,3,9,4],[9,8,9,9],[10,1,10,2],[10,3,10,4],[10,8,10,9],[11,1,11,2],[11,3,11,4],[11,8,11,9],[12,1,12,2],[12,3,12,4],[12,8,12,9],[13,1,13,2],[13,3,13,4],[13,8,13,9],[14,0,14,6],[14,8,14,9]],"flags":["formulas_cached_only"]}
["总价措施项目清单计价表","","","","","","","","","","",""]
["工程名称：","","凉山州科教园区暨医学类教育服务项目\\学生宿舍6-4#【6-4#学生宿舍-防排烟】","","","","标段：","","","","",""]
["序 号","项目编码","","项目名称","","计算基础","费率\r\n（%）","金额\r\n（元）","调整费率\r\n(%)","","调整后\r\n金额(元)","备注"]
["1","031302001001","","安全文明施工费",""," "," ","6675.30","","",""," "]
["1.1","①","","环境保护费","","分部分项工程及单价措施项目(定额人工费+定额机械费)","1.1","528.26","","",""," "]
["1.2","②","","文明施工费","","分部分项工程及单价措施项目(定额人工费+定额机械费)","2.5","1200.59","","",""," "]
["1.3","③","","安全施工费","","分部分项工程及单价措施项目(定额人工费+定额机械费)","3.9","1872.93","","",""," "]
["1.4","④","","临时设施费","","分部分项工程及单价措施项目(定额人工费+定额机械费)","6.4","3073.52","","",""," "]
["2","031302002001","","夜间施工增加费",""," "," ","230.51","","",""," "]
["3","031302003001","","非夜间施工增加",""," "," ","","","",""," "]
["4","031302004001","","二次搬运费",""," "," ","110.45","","",""," "]
["5","031302005001","","冬雨季施工增加费",""," "," ","172.89","","",""," "]
["6","031302006001","","已完工程及设备保护费",""," "," ","","","",""," "]
["7","031302008001","","工程定位复测费",""," "," ","43.22","","",""," "]
["合　　计","","","","","","","7232.37","-","","-","-"]

{"sheet":"H 规费、税金项目清单计价表(表-13)【学生宿舍6-4#~2","index":156,"n_rows":7,"n_cols":6,"rows_kept":7,"merged":[[0,0,0,5],[1,1,1,2],[1,3,1,4],[6,0,6,4]],"flags":["formulas_cached_only"]}
["规费、税金项目计价表","","","","",""]
["工程名称：","凉山州科教园区暨医学类教育服务项目\\学生宿舍6-4#【6-4#学生宿舍-防排烟】","","标段：","",""]
["序号","项目名称","计算基础","计算基数","计算费率（％）","金额(元)"]
["1","规费","分部分项定额人工费+单价措施项目定额人工费","45155.37","8.36","3774.99"]
["2","销项增值税额","分部分项工程费+措施项目费+其他项目费+规费+按实计算费用+创优质工程奖补偿奖励费-按规定不计税的工程设备金额-除税甲供材料（设备）费","204684.56","9","18421.61"]
["3","附加税","分部分项工程费+措施项目费+其他项目费+规费+按实计算费用+创优质工程奖补偿奖励费-按规定不计税的工程设备金额-除税甲供材料（设备）费","204684.56","0.313","640.66"]
["合计","","","","","22837.26"]

{"sheet":"L.2 承包人提供主要材料和工程设备一览表(表-21)【~13","index":157,"n_rows":27,"n_cols":10,"rows_kept":27,"merged":[[0,0,0,9],[1,1,1,4],[1,5,1,7],[1,8,1,9],[2,4,2,5],[3,4,3,5],[4,4,4,5],[5,4,5,5],[6,4,6,5],[7,4,7,5],[8,4,8,5],[9,4,9,5],[10,4,10,5],[11,4,11,5],[12,4,12,5],[13,4,13,5],[14,4,14,5],[15,4,15,5],[16,4,16,5],[17,4,17,5],[18,4,18,5],[19,4,19,5],[20,4,20,5],[21,4,21,5],[22,4,22,5],[23,4,23,5],[24,4,24,5],[25,4,25,5],[26,4,26,5]],"flags":["formulas_cached_only"]}
[" 承包人提供主要材料和工程设备一览表\r\n（适用造价信息差额调整法）","","","","","","","","",""]
["工程名称：","凉山州科教园区暨医学类教育服务项目\\学生宿舍6-4#【6-4#学生宿舍-防排烟】","","","","标段：","","","",""]
["序号","名称、规格、型号","单位","数量","风险系数(%)","","基准单价(元)","投标单价(元)","发承包人确认单价(元)","备注"]
["1","离心式管道风机800（m3/h）","台","1"," ","","1485.00","",""," "]
["2","管道式换气扇P-150(带止回功能)","台","332"," ","","95.00","",""," "]
["3","防雨百叶带过滤网 600*300","个","3.03"," ","","137.70","",""," "]
["4","隔墙用百叶窗换气扇","台","1"," ","","95.00","",""," "]
["5","280℃排烟防火阀 1000*250","个","1.01"," ","","257.40","",""," "]
["6","280℃排烟防火阀 1250*200","个","1.01"," ","","263.70","",""," "]
["7","280℃排烟防火阀 1250*400","个","1.01"," ","","324.90","",""," "]
["8","防鼠防虫网 10*10","个","2.02"," ","","90.00","",""," "]
["9","离心式管道风机1500（m3/h）","台","1"," ","","1552.50","",""," "]
["10","离心式管道风机700（m3/h）","台","1"," ","","1350.00","",""," "]
["11","XBDZ型壁式轴流风机1200（m3/h）","台","1"," ","","432.00","",""," "]
["12","70℃防火阀 600*300","个","1.01"," ","","221.40","",""," "]
["13","单层格栅风口带风阀 400*300","个","2.02"," ","","104.40","",""," "]
["14","单层格栅风口带风阀 500*400","个","1.01"," ","","133.00","",""," "]
["15","φ250金属风帽","个","158"," ","","117.00","",""," "]
["16","防雨百叶带过滤网 200*160","个","14.14"," ","","85.00","",""," "]
["17","防雨百叶带过滤网 500*400","个","2.02"," ","","143.10","",""," "]
["18","离子除臭发生器 1200m3/h，2KW","台","1"," ","","6300.00","",""," "]
["19","防火玻璃","m2","76.033"," ","","245.00","",""," "]
["20","防雨百叶带过滤网 300*200","个","1.01"," ","","99.00","",""," "]
["21","镀锌钢板 0.75mm","m2","242.112"," ","","29.27","",""," "]
["22","镀锌钢板 1.0mm","m2","16.945"," ","","37.37","",""," "]
["23","铝箔离心玻璃棉板","m3","19.683"," ","","720.00","",""," "]
["24","无石棉纤维增强硅酸盐板","m3","51.717"," ","","63.00","",""," "]

{"sheet":"E.3 单位工程招标控制价汇总表(表-04)【学生宿舍6-5~","index":158,"n_rows":24,"n_cols":5,"rows_kept":24,"merged":[[0,0,0,4],[1,0,1,1],[2,1,2,2],[3,1,3,2],[4,1,4,2],[5,1,5,2],[6,1,6,2],[7,1,7,2],[8,1,8,2],[9,1,9,2],[10,1,10,2],[11,1,11,2],[12,1,12,2],[13,1,13,2],[14,1,14,2],[15,1,15,2],[16,1,16,2],[17,1,17,2],[18,1,18,2],[19,1,19,2],[20,1,20,2],[21,1,21,2],[22,1,22,2],[23,0,23,2]],"flags":["formulas_cached_only"]}
["单位工程招标控制价汇总表","","","",""]
["工程名称：","","凉山州科教园区暨医学类教育服务项目\\学生宿舍6-5#【6-5#学生宿舍-消防电气】","标段：",""]
["序号","汇总内容","","金  额（元）","其中:暂估价(元)"]
["1","分部分项及单价措施项目","","48828.62"," "]
[" ","火灾报警系统 ","","14520.75"," "]
[" ","广播系统 ",""," "," "]
[" ","防火门监控系统 ","","2760.96"," "]
[" ","电气火灾监控系统 ","","2666.99"," "]
[" ","消防设备电源监控系统 ","","4089.67"," "]
[" ","集中控制应急照明系统 ","","24465.50"," "]
["2","总价措施项目","","2264.78","-"]
["2.1","其中：安全文明施工费","","2090.34","-"]
["3","其他项目",""," ","-"]
["3.1","其中：暂列金额",""," ","-"]
["3.2","其中：专业工程暂估价",""," ","-"]
["3.3","其中：计日工",""," ","-"]
["3.4","其中：总承包服务费",""," ","-"]
["4","规费","","1229.65","-"]
["5","创优质工程奖补偿奖励费",""," ","-"]
["6","税前不含税工程造价","","52323.05","-"]
["6.1","其中：除税甲供材料（设备）费",""," ","-"]
["7","销项增值税额","","4709.07","-"]
["8","附加税","","163.77","-"]
[" 招标控制价/投标报价总价合计=税前不含税工程造价+销项增值税额+附加税","","","57195.89"," "]

{"sheet":"F.1.1 分部分项工程和单价措施项目清单与计价表(表-~28","index":159,"n_rows":66,"n_cols":11,"rows_kept":66,"merged":[[0,0,0,10],[1,0,1,1],[1,2,1,6],[1,7,1,8],[1,9,1,10],[2,0,4,0],[2,1,4,2],[2,3,4,3],[2,4,4,4],[2,5,4,5],[2,6,4,7],[2,8,2,10],[3,8,4,8],[3,9,4,9],[5,1,5,2],[5,3,5,4],[5,6,5,7],[6,1,6,2],[6,6,6,7],[7,1,7,2],[7,6,7,7],[8,1,8,2],[8,6,8,7],[9,1,9,2],[9,3,9,4],[9,6,9,7],[10,1,10,2],[10,3,10,4],[10,6,10,7],[11,1,11,2],[11,3,11,4],[11,6,11,7],[12,1,12,2],[12,3,12,4],[12,6,12,7],[13,1,13,2],[13,6,13,7],[14,1,14,2],[14,6,14,7],[15,1,15,2],[15,6,15,7],[16,1,16,2],[16,3,16,4],[16,6,16,7],[17,1,17,2],[17,3,17,4],[17,6,17,7],[18,1,18,2],[18,6,18,7],[19,1,19,2],[19,6,19,7],[20,1,20,2],[20,3,20,4],[20,6,20,7],[21,1,21,2],[21,3,21,4],[21,6,21,7],[22,1,22,2],[22,6,22,7],[23,1,23,2],[23,6,23,7],[24,1,24,2],[24,6,24,7],[25,1,25,2],[25,3,25,4],[25,6,25,7],[26,1,26,2],[26,3,26,4],[26,6,26,7],[27,1,27,2],[27,6,27,7],[28,1,28,2],[28,6,28,7],[29,1,29,2],[29,6,29,7],[30,1,30,2],[30,6,30,7],[31,1,31,2],[31,6,31,7],[32,1,32,2],[32,6,32,7],[33,1,33,2],[33,6,33,7],[34,1,34,2],[34,6,34,7],[35,1,35,2],[35,6,35,7],[36,1,36,2],[36,6,36,7],[37,1,37,2],[37,6,37,7],[38,1,38,2],[38,6,38,7],[39,1,39,2],[39,3,39,4],[39,6,39,7],[40,1,40,2],[40,3,40,4],[40,6,40,7],[41,1,41,2],[41,3,41,4],[41,6,41,7],[42,1,42,2],[42,6,42,7],[43,1,43,2],[43,3,43,4],[43,6,43,7],[44,1,44,2],[44,3,44,4],[44,6,44,7],[45,1,45,2],[45,6,45,7],[46,1,46,2],[46,6,46,7],[47,1,47,2],[47,6,47,7],[48,1,48,2],[48,6,48,7],[49,1,49,2],[49,6,49,7],[50,1,50,2],[50,6,50,7],[51,1,51,2],[51,6,51,7],[52,1,52,2],[52,6,52,7],[53,1,53,2],[53,6,53,7],[54,1,54,2],[54,6,54,7],[55,1,55,2],[55,6,55,7],[56,1,56,2],[56,6,56,7],[57,1,57,2],[57,6,57,7],[58,1,58,2],[58,6,58,7],[59,1,59,2],[59,6,59,7],[60,1,60,2],[60,6,60,7],[61,1,61,2],[61,6,61,7],[62,1,62,2],[62,6,62,7],[63,1,63,2],[63,3,63,4],[63,6,63,7],[64,1,64,2],[64,3,64,4],[64,6,64,7],[65,0,65,8]],"flags":["formulas_cached_only"]}
["分部分项工程和单价措施项目清单与计价表","","","","","","","","","",""]
["工程名称：","","凉山州科教园区暨医学类教育服务项目\\学生宿舍6-5#【6-5#学生宿舍-消防电气】","","","","","标段：","","",""]
["序号","项目编码","","项目名称","项目特征","计量\r\n单位","工程\r\n量","","金额（元）","",""]
["","","","","","","","","综合单价","合价","其   中"]
["","","","","","","","","","","暂估价"]
[" "," ","","火灾报警系统 ",""," "," ",""," "," "," "]
["1","030904003024","","消火栓按钮","1.名称：消火栓按钮 \r\n2.规格：详设计\r\n3.其他详设计及满足规范要求","个","49","","155.40","7614.60",""]
["2","030408002046","","控制电缆 WDZBN-YJY-4X4mm2","1.名称：控制电缆 \r\n2.型号：WDZN-YJY\r\n3.规格：4*4mm2  \r\n4.材质：铜芯 \r\n5.敷设方式、部位：井道、非井道综合考虑 \r\n6.电压等级（kV）：详设计 \r\n7.地形：详设计\r\n8.其他详设计及满足规范要求","m","400.73","","16.43","6583.99",""]
["3","030408007052","","控制电缆头 电缆芯数（芯） ≤6","1.名称：控制电缆头  \r\n2.型号：详设计 \r\n3.规格：电缆芯数（芯） ≤6 \r\n4.材质、类型：综合考虑 \r\n5.安装方式：详设计\r\n6.其他详设计及满足规范要求","个","4","","80.54","322.16",""]
[" "," ","","分部小计 ",""," "," ",""," ","14520.75"," "]
[" "," ","","广播系统 ",""," "," ",""," "," "," "]
[" "," ","","分部小计 ",""," "," ",""," "," "," "]
[" "," ","","防火门监控系统 ",""," "," ",""," "," "," "]
["4","030904008074","","防火门监控模块","1.名称：防火门监控模块 \r\n2.规格：二总线通讯,无极性,监视常闭防火门状态 \r\n3.类型：详设计 \r\n4.输出形式：综合考虑\r\n5.其他详设计及满足规范要求","个","2","","338.14","676.28",""]
["5","030507001075","","门磁开关","1.名称：门磁开关 \r\n2.类别：智能型,金属外壳,可直接接入防火门系统中,可用于单扇或双扇常闭防火门,占用一个地址,参考感应距离≤15mm。 \r\n3.探测范围：综合考虑 \r\n4.安装方式：综合考虑\r\n5.其他详设计及满足规范要求","套","2","","118.89","237.78",""]
["6","030411004078","","配线 WDZN-RYS-2*1.5mm2","1.名称：配线 \r\n2.配线形式：综合考虑 \r\n3.型号：WDZN-RYS \r\n4.规格：2*1.5mm2 \r\n5.材质：铜芯软线 \r\n6.配线部位：综合考虑 \r\n7.配线线制：详设计 \r\n8.钢索材质、规格：详设计\r\n9.其他详设计及满足规范要求","m","482.22","","3.83","1846.90",""]
[" "," ","","分部小计 ",""," "," ",""," ","2760.96"," "]
[" "," ","","电气火灾监控系统 ",""," "," ",""," "," "," "]
["7","030503006082","","电气火灾监控模块","1.名称：电气火灾监控模块\r\n2.类别：详设计 \r\n3.功能：综合考虑 \r\n4.规格：详设计\r\n5.其他详设计及满足规范要求","台","4","","460.54","1842.16",""]
["8","030411004081","","配线 WDZN-RYS-2*1.5mm2","1.名称：配线 \r\n2.配线形式：综合考虑 \r\n3.型号：WDZN-RYSP\r\n4.规格：2*1.5mm2 \r\n5.材质：铜芯软线 \r\n6.配线部位：综合考虑 \r\n7.配线线制：详设计 \r\n8.钢索材质、规格：详设计\r\n9.其他详设计及满足规范要求","m","215.36","","3.83","824.83",""]
[" "," ","","分部小计 ",""," "," ",""," ","2666.99"," "]
[" "," ","","消防设备电源监控系统 ",""," "," ",""," "," "," "]
["9","030503006082","","电压信号传感器","1.名称：电压信号传感器 \r\n2.类别：详设计 \r\n3.功能：综合考虑 \r\n4.规格：详设计\r\n5.其他详设计及满足规范要求","台","1","","266.86","266.86",""]
["10","030411004084","","配线 WDZN-RYSP-2*1.5mm2","1.名称：配线 \r\n2.配线形式：综合考虑 \r\n3.型号：WDZN-RYSP\r\n4.规格：2*1.5mm2 \r\n5.材质：铜芯软线 \r\n6.配线部位：综合考虑 \r\n7.配线线制：详设计 \r\n8.钢索材质、规格：详设计\r\n9.其他详设计及满足规范要求","m","412.83","","5.77","2382.03",""]
["11","030411004085","","配线 WDZB1N-BYJ(F)-2.5mm2","1.名称：配线 \r\n2.配线形式：综合考虑 \r\n3.型号：WDZB1N-BYJ(F)\r\n4.规格：2.5mm2 \r\n5.材质：铜芯线 \r\n6.配线部位：综合考虑 \r\n7.配线线制：详设计 \r\n8.钢索材质、规格：详设计\r\n9.其他详设计及满足规范要求","m","412.83","","3.49","1440.78",""]
[" "," ","","分部小计 ",""," "," ",""," ","4089.67"," "]
[" "," ","","集中控制应急照明系统 ",""," "," ",""," "," "," "]
["12","030404017007","","A型应急照明集中电源 KW-D-0.6KVA","1.名称：A型应急照明集中电源\r\n2.规格、型号：KW-D-0.6KVA\r\n3.安装形式：挂墙安装\r\n4.不含端子板外部接线、压铜接线端子\r\n5.含支架、开孔，配线，盘柜防火，堵洞等成套配置","台","2","","2053.71","4107.42",""]
["13","030412004081","","集中电源集中控制型消防应急标志灯(单面单向) KW-BLJC-1LEⅡ0.3W-915A","1.名称：集中电源集中控制型消防应急标志灯(单面单向)  \r\n2.规格、型号：KW-BLJC-1LEⅡ0.3W-915A\r\n3.安装形式：嵌墙安装,底边距地面0.5m\r\n4.满足设计图纸及验收规范要求","套","61","","58.52","3569.72",""]
["14","030412004081","","集中电源集中控制型多信息复合标志灯(双面单向) KW-BLJC-2OEⅠ0.3W-919T2A","1.名称：集中电源集中控制型多信息复合标志灯(双面单向) \r\n2.规格、型号：KW-BLJC-2OEⅠ0.3W-919T2A\r\n3.安装形式：吊装,吊顶下0.1m\r\n4.满足设计图纸及验收规范要求","套","20","","59.43","1188.60",""]
["15","030412004081","","楼层显示标志灯","1.名称：楼层显示标志灯\r\n2.规格、型号：详设计\r\n3.安装形式：壁装,底边距地面2.5m\r\n4.满足设计图纸及验收规范要求","套","14","","74.88","1048.32",""]
["16","030412004080","","集中电源集中控制型安全出口标志灯 KW-BLJC-1OEⅡ0.3W-918AA","1.名称：集中电源集中控制型安全出口标志灯   \r\n2.规格、型号：KW-BLJC-1OEⅡ0.3W-918AA\r\n3.安装形式：挂墙安装,门楣上0.1m\r\n4.满足设计图纸及验收规范要求","套","1","","63.79","63.79",""]
["17","030412004080","","集中电源集中控制型疏散出口标志灯 KW-BLJC-1OEⅡ0.3W-918A","1.名称：集中电源集中控制型疏散出口标志灯   \r\n2.规格、型号：KW-BLJC-1OEⅡ0.3W-918A \r\n3.安装形式：挂墙安装,门楣上0.1m\r\n4.满足设计图纸及验收规范要求","套","3","","58.52","175.56",""]
["18","030412004080","","集中电源集中控制型消防应急照明灯 KW-ZFJC-E5W-835B,600lm","1.名称：集中电源集中控制型消防应急照明灯   \r\n2.规格、型号：KW-ZFJC-E5W-835B,600lm\r\n3.安装形式：吸顶安装 \r\n4.满足设计图纸及验收规范要求","套","17","","63.90","1086.30",""]
["19","030412004080","","集中电源集中控制型消防应急照明灯（室外型） KW-ZFJC-E5W-835B,600lm","1.名称：集中电源集中控制型消防应急照明灯（室外型） \r\n2.规格、型号：KW-ZFJC-E5W-835B,600lm\r\n3.安装形式：壁装,底边距地面2.5m/门楣上0.1m，在室外或地面上设置时,防护等级不低于IP67。\r\n4.满足设计图纸及验收规范要求","套","61","","67.42","4112.62",""]
["20","030404032090","","无端子外部接线 ≤2.5mm2","1.名称：无端子外部接线 \r\n2.型号、规格：≤2.5mm2  \r\n3.满足设计图纸及验收规范要求","个","19","","8.32","158.08",""]
["21","030411004081","","配线 WDZCN-RYJS-2*2.5mm2","1.名称：配线 \r\n2.配线形式：综合考虑 \r\n3.型号：WDZCN-RYJS\r\n4.规格：2*2.5mm2\r\n5.材质：铜芯软线 \r\n6.配线部位：综合考虑 \r\n7.配线线制：详设计 \r\n8.钢索材质、规格：详设计\r\n9.其他详设计及满足规范要求","m","1689.4","","4.37","7382.68",""]
["22","030411004084","","配线 WDZCN-RYJSP-2*1.5mm2","1.名称：配线 \r\n2.配线形式：综合考虑 \r\n3.型号：WDZCN-RYJSP\r\n4.规格：2*1.5mm2 \r\n5.材质：铜芯软线 \r\n6.配线部位：综合考虑 \r\n7.配线线制：详设计 \r\n8.钢索材质、规格：详设计\r\n9.其他详设计及满足规范要求","m","232.39","","5.76","1338.57",""]
["23","030411001089","","金属软管 DN20","1.名称：金属软管 \r\n2.材质：过塑金属 \r\n3.规格： DN20\r\n4.其他：满足施工规范、验收规范及设计要求","m","5.2","","44.97","233.84",""]
[" "," ","","分部小计 ",""," "," ",""," ","24465.50"," "]
[" "," ","","单价措施项目清单 ",""," "," ",""," "," "," "]
[" "," ","","其他措施项目 ",""," "," ",""," "," "," "]
["24","031302007001","","高层施工增加费"," ","项"," ",""," ","",""]
[" "," ","","分部小计 ",""," "," ",""," "," "," "]
[" "," ","","专业措施项目 ",""," "," ",""," "," "," "]
["25","031301001001","","吊装加固"," ","项"," ",""," ","",""]
["26","031301002001","","金属抱杆安装拆除、移位"," ","项"," ",""," ","",""]
["27","031301003001","","平台铺设、拆除"," ","项"," ",""," ","",""]
["28","031301004001","","顶升、提升装置"," ","项"," ",""," ","",""]
["29","031301005001","","大型设备专用机具"," ","项"," ",""," ","",""]
["30","031301006001","","焊接工艺评定"," ","项"," ",""," ","",""]
["31","031301007001","","胎（模）具制作、安装、拆除"," ","项"," ",""," ","",""]
["32","031301008001","","防护棚制作安装拆除"," ","项"," ",""," ","",""]
["33","031301009001","","特殊地区施工增加"," ","项"," ",""," ","",""]
["34","031301010001","","安装与生产同时进行施工增加"," ","项"," ",""," ","",""]
["35","031301011001","","在有害身体健康环境中施工增加"," ","项"," ",""," ","",""]
["36","031301012001","","工程系统检测、检验"," ","项"," ",""," ","",""]
["37","031301013001","","设备、管道施工的安全、防冻和焊接保护"," ","项"," ",""," ","",""]
["38","031301014001","","焦炉烘炉、热态工程"," ","项"," ",""," ","",""]
["39","031301015001","","管道安拆后的充气保护"," ","项"," ",""," ","",""]
["40","031301016001","","隧道内施工的通风、供水、供气、供电、照明及通讯设施"," ","项"," ",""," ","",""]
["41","031301017001","","脚手架搭拆"," ","项","1","","324.75","324.75",""]
["42","031301018001","","其他措施"," ","项"," ",""," ","",""]
[" "," ","","分部小计 ",""," "," ",""," ","324.75"," "]
[" "," ","","分部小计 ",""," "," ",""," ","324.75"," "]
["合　　计","","","","","","","","","48828.62",""]

{"sheet":"F.4 总价措施项目清单计价表(表-11)【学生宿舍6-5#~","index":160,"n_rows":15,"n_cols":12,"rows_kept":15,"merged":[[0,0,0,11],[1,0,1,1],[1,2,1,5],[1,6,1,7],[1,8,1,11],[2,1,2,2],[2,3,2,4],[2,8,2,9],[3,1,3,2],[3,3,3,4],[3,8,3,9],[4,1,4,2],[4,3,4,4],[4,8,4,9],[5,1,5,2],[5,3,5,4],[5,8,5,9],[6,1,6,2],[6,3,6,4],[6,8,6,9],[7,1,7,2],[7,3,7,4],[7,8,7,9],[8,1,8,2],[8,3,8,4],[8,8,8,9],[9,1,9,2],[9,3,9,4],[9,8,9,9],[10,1,10,2],[10,3,10,4],[10,8,10,9],[11,1,11,2],[11,3,11,4],[11,8,11,9],[12,1,12,2],[12,3,12,4],[12,8,12,9],[13,1,13,2],[13,3,13,4],[13,8,13,9],[14,0,14,6],[14,8,14,9]],"flags":["formulas_cached_only"]}
["总价措施项目清单计价表","","","","","","","","","","",""]
["工程名称：","","凉山州科教园区暨医学类教育服务项目\\学生宿舍6-5#【6-5#学生宿舍-消防电气】","","","","标段：","","","","",""]
["序 号","项目编码","","项目名称","","计算基础","费率\r\n（%）","金额\r\n（元）","调整费率\r\n(%)","","调整后\r\n金额(元)","备注"]
["1","031302001001","","安全文明施工费",""," "," ","2090.34","","",""," "]
["1.1","①","","环境保护费","","分部分项工程及单价措施项目(定额人工费+定额机械费)","1.1","165.42","","",""," "]
["1.2","②","","文明施工费","","分部分项工程及单价措施项目(定额人工费+定额机械费)","2.5","375.96","","",""," "]
["1.3","③","","安全施工费","","分部分项工程及单价措施项目(定额人工费+定额机械费)","3.9","586.50","","",""," "]
["1.4","④","","临时设施费","","分部分项工程及单价措施项目(定额人工费+定额机械费)","6.4","962.46","","",""," "]
["2","031302002001","","夜间施工增加费",""," "," ","72.18","","",""," "]
["3","031302003001","","非夜间施工增加",""," "," ","","","",""," "]
["4","031302004001","","二次搬运费",""," "," ","34.59","","",""," "]
["5","031302005001","","冬雨季施工增加费",""," "," ","54.14","","",""," "]
["6","031302006001","","已完工程及设备保护费",""," "," ","","","",""," "]
["7","031302008001","","工程定位复测费",""," "," ","13.53","","",""," "]
["合　　计","","","","","","","2264.78","-","","-","-"]

{"sheet":"H 规费、税金项目清单计价表(表-13)【学生宿舍6-5#‖~","index":161,"n_rows":7,"n_cols":6,"rows_kept":7,"merged":[[0,0,0,5],[1,1,1,2],[1,3,1,4],[6,0,6,4]],"flags":["formulas_cached_only"]}
["规费、税金项目计价表","","","","",""]
["工程名称：","凉山州科教园区暨医学类教育服务项目\\学生宿舍6-5#【6-5#学生宿舍-消防电气】","","标段：","",""]
["序号","项目名称","计算基础","计算基数","计算费率（％）","金额(元)"]
["1","规费","分部分项定额人工费+单价措施项目定额人工费","14708.72","8.36","1229.65"]
["2","销项增值税额","分部分项工程费+措施项目费+其他项目费+规费+按实计算费用+创优质工程奖补偿奖励费-按规定不计税的工程设备金额-除税甲供材料（设备）费","52323.05","9","4709.07"]
["3","附加税","分部分项工程费+措施项目费+其他项目费+规费+按实计算费用+创优质工程奖补偿奖励费-按规定不计税的工程设备金额-除税甲供材料（设备）费","52323.05","0.313","163.77"]
["合计","","","","","6102.49"]

{"sheet":"L.2 承包人提供主要材料和工程设备一览表(表-21)【~14","index":162,"n_rows":25,"n_cols":10,"rows_kept":25,"merged":[[0,0,0,9],[1,1,1,4],[1,5,1,7],[1,8,1,9],[2,4,2,5],[3,4,3,5],[4,4,4,5],[5,4,5,5],[6,4,6,5],[7,4,7,5],[8,4,8,5],[9,4,9,5],[10,4,10,5],[11,4,11,5],[12,4,12,5],[13,4,13,5],[14,4,14,5],[15,4,15,5],[16,4,16,5],[17,4,17,5],[18,4,18,5],[19,4,19,5],[20,4,20,5],[21,4,21,5],[22,4,22,5],[23,4,23,5],[24,4,24,5]],"flags":["formulas_cached_only"]}
[" 承包人提供主要材料和工程设备一览表\r\n（适用造价信息差额调整法）","","","","","","","","",""]
["工程名称：","凉山州科教园区暨医学类教育服务项目\\学生宿舍6-5#【6-5#学生宿舍-消防电气】","","","","标段：","","","",""]
["序号","名称、规格、型号","单位","数量","风险系数(%)","","基准单价(元)","投标单价(元)","发承包人确认单价(元)","备注"]
["1","消火栓按钮","个","49"," ","","22.82","",""," "]
["2","门磁开关","套","2"," ","","90.00","",""," "]
["3","电气火灾监控模块","台","4"," ","","167.40","",""," "]
["4","配线 WDZN-RYS-2*1.5mm2","m","753.387"," ","","2.37","",""," "]
["5","集中电源集中控制型消防应急标志灯(单面单向) KW-BLJC-1LEⅡ0.3W-915A","套","61.61"," ","","27.00","",""," "]
["6","集中电源集中控制型多信息复合标志灯(双面单向) KW-BLJC-2OEⅠ0.3W-919T2A","套","20.2"," ","","27.90","",""," "]
["7","楼层显示标志灯","套","14.14"," ","","43.20","",""," "]
["8","集中电源集中控制型安全出口标志灯 KW-BLJC-1OEⅡ0.3W-918AA","套","1.01"," ","","32.22","",""," "]
["9","集中电源集中控制型疏散出口标志灯 KW-BLJC-1OEⅡ0.3W-918A","套","3.03"," ","","27.00","",""," "]
["10","集中电源集中控制型消防应急照明灯 KW-ZFJC-E5W-835B,600lm","套","17.17"," ","","32.40","",""," "]
["11","集中电源集中控制型消防应急照明灯（室外型） KW-ZFJC-E5W-835B,600lm","套","61.61"," ","","32.40","",""," "]
["12","无端子外部接线 ≤2.5mm2","个","19"," ","","4.50","",""," "]
["13","配线 WDZCN-RYJS-2*2.5mm2","m","1824.552"," ","","2.73","",""," "]
["14","配线 WDZCN-RYJSP-2*1.5mm2","m","250.981"," ","","4.16","",""," "]
["15","金属软管 DN20","m","5.356"," ","","2.45","",""," "]
["16","控制电缆头 电缆芯数（芯） ≤6","个","4"," ","","9.00","",""," "]
["17","A型应急照明集中电源 KW-D-0.6KVA","台","2"," ","","1260.00","",""," "]
["18","防火门监控模块","个","2"," ","","45.00","",""," "]
["19","电压信号传感器","台","1"," ","","187.20","",""," "]
["20","配线 WDZN-RYSP-2*1.5mm2","m","445.856"," ","","4.17","",""," "]
["21","配线 WDZB1N-BYJ(F)-2.5mm2","m","478.883"," ","","1.83","",""," "]
["22","控制电缆 WDZBN-YJY-4X4mm2","m","404.737"," ","","10.31","",""," "]

{"sheet":"E.3 单位工程招标控制价汇总表(表-04)【学生宿舍6-~9","index":163,"n_rows":19,"n_cols":5,"rows_kept":19,"merged":[[0,0,0,4],[1,0,1,1],[2,1,2,2],[3,1,3,2],[4,1,4,2],[5,1,5,2],[6,1,6,2],[7,1,7,2],[8,1,8,2],[9,1,9,2],[10,1,10,2],[11,1,11,2],[12,1,12,2],[13,1,13,2],[14,1,14,2],[15,1,15,2],[16,1,16,2],[17,1,17,2],[18,0,18,2]],"flags":["formulas_cached_only"]}
["单位工程招标控制价汇总表","","","",""]
["工程名称：","","凉山州科教园区暨医学类教育服务项目\\学生宿舍6-5#【6-5#学生宿舍-消防水】","标段：",""]
["序号","汇总内容","","金  额（元）","其中:暂估价(元)"]
["1","分部分项及单价措施项目","","172499.91"," "]
[" ","0309 消火栓系统 ","","170587.83"," "]
["2","总价措施项目","","8028.84","-"]
["2.1","其中：安全文明施工费","","7410.42","-"]
["3","其他项目",""," ","-"]
["3.1","其中：暂列金额",""," ","-"]
["3.2","其中：专业工程暂估价",""," ","-"]
["3.3","其中：计日工",""," ","-"]
["3.4","其中：总承包服务费",""," ","-"]
["4","规费","","4206.01","-"]
["5","创优质工程奖补偿奖励费",""," ","-"]
["6","税前不含税工程造价","","184734.76","-"]
["6.1","其中：除税甲供材料（设备）费",""," ","-"]
["7","销项增值税额","","16626.13","-"]
["8","附加税","","578.22","-"]
[" 招标控制价/投标报价总价合计=税前不含税工程造价+销项增值税额+附加税","","","201939.11"," "]

{"sheet":"F.1.1 分部分项工程和单价措施项目清单与计价表(表-~29","index":164,"n_rows":54,"n_cols":11,"rows_kept":54,"merged":[[0,0,0,10],[1,0,1,1],[1,2,1,6],[1,7,1,8],[1,9,1,10],[2,0,4,0],[2,1,4,2],[2,3,4,3],[2,4,4,4],[2,5,4,5],[2,6,4,7],[2,8,2,10],[3,8,4,8],[3,9,4,9],[5,1,5,2],[5,3,5,4],[5,6,5,7],[6,1,6,2],[6,6,6,7],[7,1,7,2],[7,6,7,7],[8,1,8,2],[8,6,8,7],[9,1,9,2],[9,6,9,7],[10,1,10,2],[10,6,10,7],[11,1,11,2],[11,6,11,7],[12,1,12,2],[12,6,12,7],[13,1,13,2],[13,6,13,7],[14,1,14,2],[14,6,14,7],[15,1,15,2],[15,6,15,7],[16,1,16,2],[16,6,16,7],[17,1,17,2],[17,6,17,7],[18,1,18,2],[18,6,18,7],[19,1,19,2],[19,6,19,7],[20,1,20,2],[20,6,20,7],[21,1,21,2],[21,6,21,7],[22,1,22,2],[22,6,22,7],[23,1,23,2],[23,6,23,7],[24,1,24,2],[24,6,24,7],[25,1,25,2],[25,6,25,7],[26,1,26,2],[26,6,26,7],[27,1,27,2],[27,3,27,4],[27,6,27,7],[28,1,28,2],[28,3,28,4],[28,6,28,7],[29,1,29,2],[29,3,29,4],[29,6,29,7],[30,1,30,2],[30,6,30,7],[31,1,31,2],[31,3,31,4],[31,6,31,7],[32,1,32,2],[32,3,32,4],[32,6,32,7],[33,1,33,2],[33,6,33,7],[34,1,34,2],[34,6,34,7],[35,1,35,2],[35,6,35,7],[36,1,36,2],[36,6,36,7],[37,1,37,2],[37,6,37,7],[38,1,38,2],[38,6,38,7],[39,1,39,2],[39,6,39,7],[40,1,40,2],[40,6,40,7],[41,1,41,2],[41,6,41,7],[42,1,42,2],[42,6,42,7],[43,1,43,2],[43,6,43,7],[44,1,44,2],[44,6,44,7],[45,1,45,2],[45,6,45,7],[46,1,46,2],[46,6,46,7],[47,1,47,2],[47,6,47,7],[48,1,48,2],[48,6,48,7],[49,1,49,2],[49,6,49,7],[50,1,50,2],[50,6,50,7],[51,1,51,2],[51,3,51,4],[51,6,51,7],[52,1,52,2],[52,3,52,4],[52,6,52,7],[53,0,53,8]],"flags":["formulas_cached_only"]}
["分部分项工程和单价措施项目清单与计价表","","","","","","","","","",""]
["工程名称：","","凉山州科教园区暨医学类教育服务项目\\学生宿舍6-5#【6-5#学生宿舍-消防水】","","","","","标段：","","",""]
["序号","项目编码","","项目名称","项目特征","计量\r\n单位","工程\r\n量","","金额（元）","",""]
["","","","","","","","","综合单价","合价","其   中"]
["","","","","","","","","","","暂估价"]
[" "," ","","0309 消火栓系统 ",""," "," ",""," "," "," "]
["1","030901002001","","内外壁热浸镀锌加厚钢管 DN65","1.安装部位：室内 \r\n2.材质：内外壁热浸镀锌加厚钢管\r\n3.型号、规格：DN65mm\r\n4.连接形式：卡箍连接\r\n5.含直管、管件费等\r\n6.按规范要求对管道进行吹扫、冲洗、水压试验等\r\n7.其它：满足设计及规范要求","m","122.16","","91.04","11121.45",""]
["2","030901002002","","内外壁热浸镀锌加厚钢管 DN100","1.安装部位：室内\r\n2.材质：内外壁热浸镀锌加厚钢管\r\n3.型号、规格：DN100mm\r\n4.连接形式：卡箍连接\r\n5.含直管、管件费等\r\n6.按规范要求对管道进行吹扫、冲洗、水压试验等\r\n7.其它：满足设计及规范要求","m","312.44","","123.49","38583.22",""]
["3","030901002001","","内外壁热浸镀锌钢管 DN65","1.安装部位：室内 \r\n2.材质：内外壁热浸镀锌加厚钢管\r\n3.型号、规格：DN65mm\r\n4.连接形式：卡箍连接\r\n5.含直管、管件费等\r\n6.按规范要求对管道进行吹扫、冲洗、水压试验等\r\n7.其它：满足设计及规范要求","m","64.68","","78.05","5048.27",""]
["4","030901002002","","内外壁热浸镀锌钢管 DN100","1.安装部位：室内\r\n2.材质：内外壁热浸镀锌加厚钢管\r\n3.型号、规格：DN100mm\r\n4.连接形式：卡箍连接\r\n5.含直管、管件费等\r\n6.按规范要求对管道进行吹扫、冲洗、水压试验等\r\n7.其它：满足设计及规范要求","m","130.88","","111.23","14557.78",""]
["5","030901002002","","内外壁热浸镀锌加厚钢管 DN150","1.安装部位：室内\r\n2.材质：内外壁热浸镀锌加厚钢管\r\n3.型号、规格：DN150mm\r\n4.连接形式：卡箍连接\r\n5.含直管、管件费等\r\n6.按规范要求对管道进行吹扫、冲洗、水压试验等\r\n7.其它：满足设计及规范要求","m","5.41","","203.07","1098.61",""]
["6","031201001003","","管道刷油","1.名称：管道刷油\r\n2.标志色方式、品种：消火栓管刷樟丹二道,红色调和漆二道;自动喷水管刷樟丹二道,红色黄环调和漆二道。\r\n3.满足设计图纸及验收规范要求","m2","212.27","","7.91","1679.06",""]
["7","030807003005","","带锁定装置的双向型蝶阀 DN100","1.名称：带锁定装置的双向型蝶阀\r\n2.材质：详设计\r\n3.型号、规格：DN100mm \r\n4.连接形式：法兰连接\r\n5.其他：满足设计及规范要求","个","15","","356.73","5350.95",""]
["8","030807003005","","带锁定装置的双向型蝶阀 DN150","1.名称：带锁定装置的双向型蝶阀\r\n2.材质：详设计\r\n3.型号、规格：DN150mm \r\n4.连接形式：法兰连接\r\n5.其他：满足设计及规范要求","个","12","","541.74","6500.88",""]
["9","030807003006","","金属波纹管 DN150","1.名称：金属波纹管\r\n2.材质：详设计\r\n3.型号、规格：DN150mm \r\n4.连接形式：法兰连接\r\n5.其他：满足设计及规范要求","个","2","","984.82","1969.64",""]
["10","030901010007","","甲型单栓带灭火器箱组合式消防柜","1.名称：甲型单栓带灭火器箱组合式消防柜\r\n2.安装部位：室内 \r\n3.型号、规格：详设计\r\n4.内配减压稳压消火栓SNW65-Ⅲ、衬胶水龙带25m一条,直流水枪19mm一支.报警按钮和指示灯各1个\r\n5.消火栓按钮另列清单项\r\n6.其他：满足设计及规范要求","套","42","","835.25","35080.50",""]
["11","030901010008","","试验消火栓箱","1.名称：试验消火栓箱\r\n2.安装部位：室内 \r\n3.型号、规格：详设计\r\n4.附件配置：消火栓柜1800×700×180。箱内配SN65或SNW65一个;DN65、L25m衬胶水带一条;φ19mm水枪一支;带消防软管卷盘,软管长度30米\r\n5.消火栓按钮另列清单项\r\n6.其他：满足设计及规范要求","套","1","","187.82","187.82",""]
["12","030901013009","","手提式磷酸铵盐干粉灭火器  MF/ABC4","1.名称：磷酸铵盐干粉灭火器\r\n2.形式：手提式\r\n3.规格、型号：MF/ABC4\r\n4.其它：满足施工图设计要求及施工验收规范要求","具","18","","52.59","946.62",""]
["13","030901013009","","手提式磷酸铵盐干粉灭火器  MF/ABC5","1.名称：磷酸铵盐干粉灭火器\r\n2.形式：手提式\r\n3.规格、型号：MF/ABC5\r\n4.其它：满足施工图设计要求及施工验收规范要求","具","210","","57.59","12093.90",""]
["14","030901013009","","灭火器放置箱","1.名称：灭火器放置箱\r\n2.形式：挂墙\r\n3.规格、型号：详设计\r\n4.其它：满足施工图设计要求及施工验收规范要求","个","72","","61.16","4403.52",""]
["15","030703022010","","自动排气阀  DN25","1.类型：自动排气阀\r\n2.材质：碳钢\r\n3.型号、规格：WP DN20mm\r\n4.含截止阀\r\n5.其他：满足设计及规范要求","个","1","","57.44","57.44",""]
["16","030815001015","","管道支架制作安装","1.名称：管道支架及套管\r\n2.材质：型钢（综合）\r\n3.支架除锈后刷樟丹二道，灰色调和漆两道\r\n4.其它：满足设计及规范要求","kg","798.34","","17.69","14122.63",""]
["17","031003003021","","旋启式止回阀 DN100","1.类型：消声止回阀 \r\n2.材质：球墨铸铁阀体 \r\n3.规格、压力等级：DN100 \r\n4.连接形式：法兰连接 \r\n5.焊接方法：详设计\r\n6.含沟槽法兰等综合考虑\r\n7.其他详设计及满足规范要求","个","2","","1077.19","2154.38",""]
["18","031003003021","","安全泄压阀 DN100","1.类型：安全泄压阀\r\n2.材质：铸钢 \r\n3.规格、压力等级：DN100 \r\n4.连接形式：法兰连接 \r\n5.焊接方法：详设计\r\n6.含沟槽法兰等综合考虑\r\n7.其他详设计及满足规范要求","个","1","","907.99","907.99",""]
["19","031001007084","","钢丝网骨架复合给水管 DN100","1.安装部位：室外\r\n2.介质：冷水\r\n3.规格、压力等级：DN100 1.6MPa\r\n4.连接方式：综合考虑\r\n5.包含配套管件及附件\r\n6.含水压试验、管道冲洗等综合考虑\r\n7.其他要求：满足相关标准图集、规范、设计及验收要求等","m","8","","101.60","812.80",""]
["20","030601002026","","压力表","1.名称：压力表 \r\n2.型号：详设计 \r\n3.规格：详设计\r\n4.压力表弯材质、规格：详设计 \r\n5.挠性管材质、规格：详设计  \r\n6.支架形式、材质：详设计  \r\n7.调试要求：详设计  \r\n8.脱脂要求：详设计 \r\n9.其他详设计及满足规范要求","台","1","","66.05","66.05",""]
["21","030905002016","","消火栓灭火系统调试","1.系统形式：消火栓灭火系统调试\r\n2.其它：满足施工图设计要求及施工验收规范要求","点","47","","294.56","13844.32",""]
[" "," ","","分部小计 ",""," "," ",""," ","170587.83"," "]
[" "," ","","单价措施项目清单 ",""," "," ",""," "," "," "]
[" "," ","","其他措施项目 ",""," "," ",""," "," "," "]
["22","031302007001","","高层施工增加费"," ","项"," ",""," ","",""]
[" "," ","","分部小计 ",""," "," ",""," "," "," "]
[" "," ","","专业措施项目 ",""," "," ",""," "," "," "]
["23","031301001001","","吊装加固"," ","项"," ",""," ","",""]
["24","031301002001","","金属抱杆安装拆除、移位"," ","项"," ",""," ","",""]
["25","031301003001","","平台铺设、拆除"," ","项"," ",""," ","",""]
["26","031301004001","","顶升、提升装置"," ","项"," ",""," ","",""]
["27","031301005001","","大型设备专用机具"," ","项"," ",""," ","",""]
["28","031301006001","","焊接工艺评定"," ","项"," ",""," ","",""]
["29","031301007001","","胎（模）具制作、安装、拆除"," ","项"," ",""," ","",""]
["30","031301008001","","防护棚制作安装拆除"," ","项"," ",""," ","",""]
["31","031301009001","","特殊地区施工增加"," ","项"," ",""," ","",""]
["32","031301010001","","安装与生产同时进行施工增加"," ","项"," ",""," ","",""]
["33","031301011001","","在有害身体健康环境中施工增加"," ","项"," ",""," ","",""]
["34","031301012001","","工程系统检测、检验"," ","项"," ",""," ","",""]
["35","031301013001","","设备、管道施工的安全、防冻和焊接保护"," ","项"," ",""," ","",""]
["36","031301014001","","焦炉烘炉、热态工程"," ","项"," ",""," ","",""]
["37","031301015001","","管道安拆后的充气保护"," ","项"," ",""," ","",""]
["38","031301016001","","隧道内施工的通风、供水、供气、供电、照明及通讯设施"," ","项"," ",""," ","",""]
["39","031301017001","","脚手架搭拆"," ","项","1","","1912.08","1912.08",""]
["40","031301018001","","其他措施"," ","项"," ",""," ","",""]
[" "," ","","分部小计 ",""," "," ",""," ","1912.08"," "]
[" "," ","","分部小计 ",""," "," ",""," ","1912.08"," "]
["合　　计","","","","","","","","","172499.91",""]

{"sheet":"F.4 总价措施项目清单计价表(表-11)【学生宿舍6-5~1","index":165,"n_rows":15,"n_cols":12,"rows_kept":15,"merged":[[0,0,0,11],[1,0,1,1],[1,2,1,5],[1,6,1,7],[1,8,1,11],[2,1,2,2],[2,3,2,4],[2,8,2,9],[3,1,3,2],[3,3,3,4],[3,8,3,9],[4,1,4,2],[4,3,4,4],[4,8,4,9],[5,1,5,2],[5,3,5,4],[5,8,5,9],[6,1,6,2],[6,3,6,4],[6,8,6,9],[7,1,7,2],[7,3,7,4],[7,8,7,9],[8,1,8,2],[8,3,8,4],[8,8,8,9],[9,1,9,2],[9,3,9,4],[9,8,9,9],[10,1,10,2],[10,3,10,4],[10,8,10,9],[11,1,11,2],[11,3,11,4],[11,8,11,9],[12,1,12,2],[12,3,12,4],[12,8,12,9],[13,1,13,2],[13,3,13,4],[13,8,13,9],[14,0,14,6],[14,8,14,9]],"flags":["formulas_cached_only"]}
["总价措施项目清单计价表","","","","","","","","","","",""]
["工程名称：","","凉山州科教园区暨医学类教育服务项目\\学生宿舍6-5#【6-5#学生宿舍-消防水】","","","","标段：","","","","",""]
["序 号","项目编码","","项目名称","","计算基础","费率\r\n（%）","金额\r\n（元）","调整费率\r\n(%)","","调整后\r\n金额(元)","备注"]
["1","031302001001","","安全文明施工费",""," "," ","7410.42","","",""," "]
["1.1","①","","环境保护费","","分部分项工程及单价措施项目(定额人工费+定额机械费)","1.1","586.44","","",""," "]
["1.2","②","","文明施工费","","分部分项工程及单价措施项目(定额人工费+定额机械费)","2.5","1332.81","","",""," "]
["1.3","③","","安全施工费","","分部分项工程及单价措施项目(定额人工费+定额机械费)","3.9","2079.18","","",""," "]
["1.4","④","","临时设施费","","分部分项工程及单价措施项目(定额人工费+定额机械费)","6.4","3411.99","","",""," "]
["2","031302002001","","夜间施工增加费",""," "," ","255.90","","",""," "]
["3","031302003001","","非夜间施工增加",""," "," ","","","",""," "]
["4","031302004001","","二次搬运费",""," "," ","122.62","","",""," "]
["5","031302005001","","冬雨季施工增加费",""," "," ","191.92","","",""," "]
["6","031302006001","","已完工程及设备保护费",""," "," ","","","",""," "]
["7","031302008001","","工程定位复测费",""," "," ","47.98","","",""," "]
["合　　计","","","","","","","8028.84","-","","-","-"]

{"sheet":"H 规费、税金项目清单计价表(表-13)【学生宿舍6-5#~1","index":166,"n_rows":7,"n_cols":6,"rows_kept":7,"merged":[[0,0,0,5],[1,1,1,2],[1,3,1,4],[6,0,6,4]],"flags":["formulas_cached_only"]}
["规费、税金项目计价表","","","","",""]
["工程名称：","凉山州科教园区暨医学类教育服务项目\\学生宿舍6-5#【6-5#学生宿舍-消防水】","","标段：","",""]
["序号","项目名称","计算基础","计算基数","计算费率（％）","金额(元)"]
["1","规费","分部分项定额人工费+单价措施项目定额人工费","50311.13","8.36","4206.01"]
["2","销项增值税额","分部分项工程费+措施项目费+其他项目费+规费+按实计算费用+创优质工程奖补偿奖励费-按规定不计税的工程设备金额-除税甲供材料（设备）费","184734.76","9","16626.13"]
["3","附加税","分部分项工程费+措施项目费+其他项目费+规费+按实计算费用+创优质工程奖补偿奖励费-按规定不计税的工程设备金额-除税甲供材料（设备）费","184734.76","0.313","578.22"]
["合计","","","","","21410.36"]

{"sheet":"L.2 承包人提供主要材料和工程设备一览表(表-21)【~15","index":167,"n_rows":33,"n_cols":10,"rows_kept":33,"merged":[[0,0,0,9],[1,1,1,4],[1,5,1,7],[1,8,1,9],[2,4,2,5],[3,4,3,5],[4,4,4,5],[5,4,5,5],[6,4,6,5],[7,4,7,5],[8,4,8,5],[9,4,9,5],[10,4,10,5],[11,4,11,5],[12,4,12,5],[13,4,13,5],[14,4,14,5],[15,4,15,5],[16,4,16,5],[17,4,17,5],[18,4,18,5],[19,4,19,5],[20,4,20,5],[21,4,21,5],[22,4,22,5],[23,4,23,5],[24,4,24,5],[25,4,25,5],[26,4,26,5],[27,4,27,5],[28,4,28,5],[29,4,29,5],[30,4,30,5],[31,4,31,5],[32,4,32,5]],"flags":["formulas_cached_only"]}
[" 承包人提供主要材料和工程设备一览表\r\n（适用造价信息差额调整法）","","","","","","","","",""]
["工程名称：","凉山州科教园区暨医学类教育服务项目\\学生宿舍6-5#【6-5#学生宿舍-消防水】","","","","标段：","","","",""]
["序号","名称、规格、型号","单位","数量","风险系数(%)","","基准单价(元)","投标单价(元)","发承包人确认单价(元)","备注"]
["1","沟槽直接头 （含胶圈）DN65","套","31.146"," ","","10.87","",""," "]
["2","消火栓沟槽管件DN65","个","59.938"," ","","15.39","",""," "]
["3","沟槽直接头 （含胶圈）DN100","套","71.181"," ","","17.98","",""," "]
["4","消火栓沟槽管件DN100","个","147.524"," ","","24.64","",""," "]
["5","碳钢平焊法兰DN100","片","38"," ","","27.14","",""," "]
["6","碳钢平焊法兰DN150","片","28"," ","","51.25","",""," "]
["7","压力表","台","1"," ","","18.00","",""," "]
["8","旋启式止回阀 DN100","个","2"," ","","781.20","",""," "]
["9","灭火器MF/ABC5","具","210"," ","","50.00","",""," "]
["10","镀锌加厚钢管DN65","m","123.992"," ","","37.81","",""," "]
["11","镀锌加厚钢管DN100","m","300.562"," ","","60.94","",""," "]
["12","内外壁热浸镀锌钢管 DN65","m","65.65"," ","","35.614","",""," "]
["13","内外壁热浸镀锌钢管 DN100","m","132.843"," ","","58.31","",""," "]
["14","酚醛调和漆 各色","kg","42.029"," ","","11.15","",""," "]
["15","带锁定装置的双向型蝶阀 DN100","个","16"," ","","58.50","",""," "]
["16","甲型单栓带灭火器箱组合式消防柜","套","42"," ","","668.70","",""," "]
["17","试验消火栓DN65","套","1.01"," ","","67.50","",""," "]
["18","灭火器MF/ABC4","具","18"," ","","45.00","",""," "]
["19","灭火器放置箱","个","72"," ","","27.00","",""," "]
["20","安全泄压阀DN100","个","1"," ","","612.00","",""," "]
["21","自动排气阀DN25","个","1"," ","","22.50","",""," "]
["22","型钢","kg","838.215"," ","","4.50","",""," "]
["23","醇酸防锈漆 C53-1","kg","9.26"," ","","11.00","",""," "]
["24","钢丝网骨架复核管DN100","m","8.12"," ","","67.32","",""," "]
["25","给水室外钢骨架塑料复合管电熔管件DN100","个","2.184"," ","","57.64","",""," "]
["26","镀锌加厚钢管DN150","m","5.464"," ","","104.11","",""," "]
["27","沟槽直接头 （含胶圈）DN150","套","0.902"," ","","30.20","",""," "]
["28","消火栓沟槽管件DN150","个","2.171"," ","","43.89","",""," "]
["29","带锁定装置的双向型蝶阀 DN150","个","12"," ","","92.70","",""," "]
["30","金属波纹管DN150","个","2"," ","","540.54","",""," "]

{"sheet":"E.3 单位工程招标控制价汇总表(表-04)【学生宿舍6~10","index":168,"n_rows":19,"n_cols":5,"rows_kept":19,"merged":[[0,0,0,4],[1,0,1,1],[2,1,2,2],[3,1,3,2],[4,1,4,2],[5,1,5,2],[6,1,6,2],[7,1,7,2],[8,1,8,2],[9,1,9,2],[10,1,10,2],[11,1,11,2],[12,1,12,2],[13,1,13,2],[14,1,14,2],[15,1,15,2],[16,1,16,2],[17,1,17,2],[18,0,18,2]],"flags":["formulas_cached_only"]}
["单位工程招标控制价汇总表","","","",""]
["工程名称：","","凉山州科教园区暨医学类教育服务项目\\学生宿舍6-5#【6-5#学生宿舍-防排烟】","标段：",""]
["序号","汇总内容","","金  额（元）","其中:暂估价(元)"]
["1","分部分项及单价措施项目","","197765.26"," "]
[" ","0307 通风及防排烟系统 ","","196931.65"," "]
["2","总价措施项目","","7430.30","-"]
["2.1","其中：安全文明施工费","","6857.98","-"]
["3","其他项目",""," ","-"]
["3.1","其中：暂列金额",""," ","-"]
["3.2","其中：专业工程暂估价",""," ","-"]
["3.3","其中：计日工",""," ","-"]
["3.4","其中：总承包服务费",""," ","-"]
["4","规费","","3877.80","-"]
["5","创优质工程奖补偿奖励费",""," ","-"]
["6","税前不含税工程造价","","209073.36","-"]
["6.1","其中：除税甲供材料（设备）费",""," ","-"]
["7","销项增值税额","","18816.60","-"]
["8","附加税","","654.40","-"]
[" 招标控制价/投标报价总价合计=税前不含税工程造价+销项增值税额+附加税","","","228544.36"," "]

{"sheet":"F.1.1 分部分项工程和单价措施项目清单与计价表(表-~30","index":169,"n_rows":59,"n_cols":11,"rows_kept":59,"merged":[[0,0,0,10],[1,0,1,1],[1,2,1,6],[1,7,1,8],[1,9,1,10],[2,0,4,0],[2,1,4,2],[2,3,4,3],[2,4,4,4],[2,5,4,5],[2,6,4,7],[2,8,2,10],[3,8,4,8],[3,9,4,9],[5,1,5,2],[5,3,5,4],[5,6,5,7],[6,1,6,2],[6,6,6,7],[7,1,7,2],[7,6,7,7],[8,1,8,2],[8,6,8,7],[9,1,9,2],[9,6,9,7],[10,1,10,2],[10,6,10,7],[11,1,11,2],[11,6,11,7],[12,1,12,2],[12,6,12,7],[13,1,13,2],[13,6,13,7],[14,1,14,2],[14,6,14,7],[15,1,15,2],[15,6,15,7],[16,1,16,2],[16,6,16,7],[17,1,17,2],[17,6,17,7],[18,1,18,2],[18,6,18,7],[19,1,19,2],[19,6,19,7],[20,1,20,2],[20,6,20,7],[21,1,21,2],[21,6,21,7],[22,1,22,2],[22,6,22,7],[23,1,23,2],[23,6,23,7],[24,1,24,2],[24,6,24,7],[25,1,25,2],[25,6,25,7],[26,1,26,2],[26,6,26,7],[27,1,27,2],[27,6,27,7],[28,1,28,2],[28,6,28,7],[29,1,29,2],[29,6,29,7],[30,1,30,2],[30,6,30,7],[31,1,31,2],[31,6,31,7],[32,1,32,2],[32,3,32,4],[32,6,32,7],[33,1,33,2],[33,3,33,4],[33,6,33,7],[34,1,34,2],[34,3,34,4],[34,6,34,7],[35,1,35,2],[35,6,35,7],[36,1,36,2],[36,3,36,4],[36,6,36,7],[37,1,37,2],[37,3,37,4],[37,6,37,7],[38,1,38,2],[38,6,38,7],[39,1,39,2],[39,6,39,7],[40,1,40,2],[40,6,40,7],[41,1,41,2],[41,6,41,7],[42,1,42,2],[42,6,42,7],[43,1,43,2],[43,6,43,7],[44,1,44,2],[44,6,44,7],[45,1,45,2],[45,6,45,7],[46,1,46,2],[46,6,46,7],[47,1,47,2],[47,6,47,7],[48,1,48,2],[48,6,48,7],[49,1,49,2],[49,6,49,7],[50,1,50,2],[50,6,50,7],[51,1,51,2],[51,6,51,7],[52,1,52,2],[52,6,52,7],[53,1,53,2],[53,6,53,7],[54,1,54,2],[54,6,54,7],[55,1,55,2],[55,6,55,7],[56,1,56,2],[56,3,56,4],[56,6,56,7],[57,1,57,2],[57,3,57,4],[57,6,57,7],[58,0,58,8]],"flags":["formulas_cached_only"]}
["分部分项工程和单价措施项目清单与计价表","","","","","","","","","",""]
["工程名称：","","凉山州科教园区暨医学类教育服务项目\\学生宿舍6-5#【6-5#学生宿舍-防排烟】","","","","","标段：","","",""]
["序号","项目编码","","项目名称","项目特征","计量\r\n单位","工程\r\n量","","金额（元）","",""]
["","","","","","","","","综合单价","合价","其   中"]
["","","","","","","","","","","暂估价"]
[" "," ","","0307 通风及防排烟系统 ",""," "," ",""," "," "," "]
["1","030108003003","","离心式管道风机1500（m³/h） ","1.名称：离心式管道风机1500（m³/h）\r\n2.系统编号：详设计\r\n3.型号：详设计\r\n4.规格：额定工况：详设计\r\n5.质量：详设计 \r\n6.材质：综合考虑 \r\n7.设备支吊架、橡胶垫、弹簧减震吊架制作安装及除锈刷油综合考虑并计入综合单价 \r\n8.灌浆配合比：详设计 \r\n9.单机试运转要求：详设计及满足规范要求\r\n10.含电机检查接线及调试\r\n11.其他要求：满足设计、相关图集、标准及招标文件技术要求  ","台","1","","1673.74","1673.74",""]
["2","030108003003","","离心式管道风机800（m³/h） ","1.名称：离心式管道风机800（m³/h）\r\n2.系统编号：详设计\r\n3.型号：详设计\r\n4.规格：额定工况：详设计\r\n5.质量：详设计 \r\n6.材质：综合考虑 \r\n7.设备支吊架、橡胶垫、弹簧减震吊架制作安装及除锈刷油综合考虑并计入综合单价 \r\n8.灌浆配合比：详设计 \r\n9.单机试运转要求：详设计及满足规范要求\r\n10.含电机检查接线及调试\r\n11.其他要求：满足设计、相关图集、标准及招标文件技术要求  ","台","1","","1606.24","1606.24",""]
["3","030108003003","","离心式管道风机700（m³/h） ","1.名称：离心式管道风机700（m³/h）\r\n2.系统编号：详设计\r\n3.型号：详设计\r\n4.规格：额定工况：详设计\r\n5.质量：详设计 \r\n6.材质：综合考虑 \r\n7.设备支吊架、橡胶垫、弹簧减震吊架制作安装及除锈刷油综合考虑并计入综合单价 \r\n8.灌浆配合比：详设计 \r\n9.单机试运转要求：详设计及满足规范要求\r\n10.含电机检查接线及调试\r\n11.其他要求：满足设计、相关图集、标准及招标文件技术要求  ","台","1","","1471.24","1471.24",""]
["4","030108003009","","XBDZ型壁式轴流风机1200（m³/h） ","1.名称：XBDZ型壁式轴流风机1200（m³/h）\r\n2.系统编号：详设计\r\n3.型号：详设计\r\n4.规格：额定工况：详设计\r\n5.质量：详设计 \r\n6.材质：综合考虑 \r\n7.设备支吊架、橡胶垫、弹簧减震吊架制作安装及除锈刷油综合考虑并计入综合单价 \r\n8.灌浆配合比：详设计 \r\n9.单机试运转要求：详设计及满足规范要求\r\n10.含电机检查接线及调试\r\n11.其他要求：满足设计、相关图集、标准及招标文件技术要求  ","台","1","","615.60","615.60",""]
["5","030108001010","","隔墙用百叶窗换气扇","1.名称:隔墙用百叶窗换气扇\r\n2.型号.规格:详设计\r\n3.减振支吊架制作安装\r\n4.含柔性接头","台","1","","240.22","240.22",""]
["6","030108001012","","管道式换气扇P-150(带止回功能)","1.名称:管道式换气扇P-150(带止回功能)\r\n2.型号.规格:详设计\r\n3.含柔性接头","台","344","","186.09","64014.96",""]
["7","030703001020","","280℃排烟防火阀 1000*250","1.名称:280℃排烟防火阀\r\n2.型号.规格:1000*250  \r\n3.材质:碳钢","个","1","","475.47","475.47",""]
["8","030703001020","","280℃排烟防火阀 1250*200","1.名称:280℃排烟防火阀\r\n2.型号.规格:1250*200\r\n3.材质:碳钢","个","1","","481.84","481.84",""]
["9","030703001020","","280℃排烟防火阀 1250*400","1.名称:280℃排烟防火阀\r\n2.型号.规格:1250*400 \r\n3.材质:碳钢","个","1","","617.68","617.68",""]
["10","030703001020","","70℃防火阀 600*300","1.名称:70℃防火阀\r\n2.型号.规格:600*300\r\n3.材质:碳钢","个","1","","364.58","364.58",""]
["11","030703007013","","单层格栅风口带风阀 400*300","1.名称:单层格栅风口带风阀 \r\n2.型号.规格:400*300 \r\n3.材质:铝合金","个","2","","169.85","339.70",""]
["12","030703007013","","单层格栅风口带风阀 500*400","1.名称:单层格栅风口带风阀 \r\n2.型号.规格:500*400\r\n3.材质:铝合金","个","1","","235.65","235.65",""]
["13","030703012353","","φ250金属风帽","1.名称:φ250金属风帽\r\n2.型号.规格:φ250\r\n3.材质:铝合金","个","164","","148.98","24432.72",""]
["14","030702006028","","固定挡烟垂壁","1.名称:固定挡烟垂壁\r\n2.材质:防火玻璃\r\n3.板材厚度 \r\n4.管件、法兰等附件及支架设计要求 \r\n5.接口形式","m2","75.28","","316.15","23799.77",""]
["15","030703007024","","防鼠防虫网 10*10","1.名称:防鼠防虫网 \r\n2.型号.规格:10*10","个","2","","110.30","220.60",""]
["16","030703007036","","防雨百叶带过滤网 200*160","1.名称：防雨百叶带过滤网\r\n2.型号：详设计 \r\n3.规格：200*160\r\n4.类型：详设计\r\n5.形式：综合考虑\r\n6.其他详设计及满足规范要求","个","14","","141.19","1976.66",""]
["17","030703007036","","防雨百叶带过滤网 300*200","1.名称：防雨百叶带过滤网\r\n2.型号：详设计 \r\n3.规格：300*200\r\n4.类型：详设计\r\n5.形式：综合考虑\r\n6.其他详设计及满足规范要求","个","1","","166.46","166.46",""]
["18","030703007036","","防雨百叶带过滤网 500*400","1.名称：防雨百叶带过滤网\r\n2.型号：详设计 \r\n3.规格：400*400\r\n4.类型：详设计\r\n5.形式：综合考虑\r\n6.其他详设计及满足规范要求","个","2","","245.85","491.70",""]
["19","030703007036","","防雨百叶带过滤网 600*300","1.名称：防雨百叶带过滤网\r\n2.型号：详设计 \r\n3.规格：600*300\r\n4.类型：详设计\r\n5.形式：综合考虑\r\n6.其他详设计及满足规范要求","个","3","","240.40","721.20",""]
["20","030108003149","","离子除臭发生器 1200m3/h，2KW","1.名称：离子除臭发生器\r\n2.型号、规格：1200m3/h，2KW\r\n3.安装方式、部位：综合考虑\r\n4.减震装置，型钢支吊架制作安装和除锈刷油防腐：满足验收规范要求\r\n5.含本体安装、接地，电机检查接线和调试\r\n6.包括风机进出口与风管连接时采用的保温不燃柔性软风管连接\r\n7.各类转运及设备吊装就位、电源配管与设备连接间的金属软管，单根软管长度综合考虑;综合考虑\r\n8.其他要求：满足相关标准图集、规范、设计及验收要求等","台","1","","6799.66","6799.66",""]
["21","030702001025","","镀锌钢板风管 B≤320 δ=0.75","1.名称:镀锌钢板风管\r\n2.材质:镀锌钢板 \r\n3.形状:矩形 \r\n4.规格:B≤320 δ=0.75\r\n5.板材厚度 \r\n6.管件、法兰等附件及支架设计要求 \r\n7.接口形式","m2","211.16","","174.18","36779.85",""]
["22","030702001026","","镀锌钢板风管 B≤450 δ=0.75","1.名称:镀锌钢板风管\r\n2.材质:镀锌钢板 \r\n3.形状:矩形 \r\n4.规格:B≤450 δ=0.75\r\n5.板材厚度 \r\n6.管件、法兰等附件及支架设计要求 \r\n7.接口形式","m2","1.13","","141.25","159.61",""]
["23","030702001027","","镀锌钢板风管 B≤1000 δ=1.0","1.名称:镀锌钢板风管\r\n2.材质:镀锌钢板 \r\n3.形状:矩形 \r\n4.规格:B≤1000 δ=1.0\r\n5.板材厚度 \r\n6.管件、法兰等附件及支架设计要求 \r\n7.接口形式","m2","14.36","","125.95","1808.64",""]
["24","030704002029","","风管漏光试验、漏风试验","风管漏光试验、漏风试验","m2","226.65","","4.27","967.80",""]
["25","031208003352","","不燃离心玻璃棉保温","1.名称:不燃离心玻璃棉保温\r\n2.绝热厚度及管径:综合考虑 \r\n3.包含所需的各类附件\r\n4.其他要求：满足相关标准图集、规范、设计及验收要求等","m3","19.11","","1066.29","20376.80",""]
["26","031208003232","","防火包裹（无石棉纤维增强硅酸钙耐火板）","1.名称：防火包裹（无石棉纤维增强硅酸钙耐火板）\r\n2.耐火板厚度：综合考虑\r\n3.含耐火板、岩棉保温、龙骨、支架及附件制作安装及除锈刷油防腐\r\n4.其他要求：满足相关标准图集、规范、设计及验收要求等","m2","45.33","","134.42","6093.26",""]
[" "," ","","分部小计 ",""," "," ",""," ","196931.65"," "]
[" "," ","","单价措施项目清单 ",""," "," ",""," "," "," "]
[" "," ","","其他措施项目 ",""," "," ",""," "," "," "]
["27","031302007001","","高层施工增加费"," ","项"," ",""," ","",""]
[" "," ","","分部小计 ",""," "," ",""," "," "," "]
[" "," ","","专业措施项目 ",""," "," ",""," "," "," "]
["28","031301001001","","吊装加固"," ","项"," ",""," ","",""]
["29","031301002001","","金属抱杆安装拆除、移位"," ","项"," ",""," ","",""]
["30","031301003001","","平台铺设、拆除"," ","项"," ",""," ","",""]
["31","031301004001","","顶升、提升装置"," ","项"," ",""," ","",""]
["32","031301005001","","大型设备专用机具"," ","项"," ",""," ","",""]
["33","031301006001","","焊接工艺评定"," ","项"," ",""," ","",""]
["34","031301007001","","胎（模）具制作、安装、拆除"," ","项"," ",""," ","",""]
["35","031301008001","","防护棚制作安装拆除"," ","项"," ",""," ","",""]
["36","031301009001","","特殊地区施工增加"," ","项"," ",""," ","",""]
["37","031301010001","","安装与生产同时进行施工增加"," ","项"," ",""," ","",""]
["38","031301011001","","在有害身体健康环境中施工增加"," ","项"," ",""," ","",""]
["39","031301012001","","工程系统检测、检验"," ","项"," ",""," ","",""]
["40","031301013001","","设备、管道施工的安全、防冻和焊接保护"," ","项"," ",""," ","",""]
["41","031301014001","","焦炉烘炉、热态工程"," ","项"," ",""," ","",""]
["42","031301015001","","管道安拆后的充气保护"," ","项"," ",""," ","",""]
["43","031301016001","","隧道内施工的通风、供水、供气、供电、照明及通讯设施"," ","项"," ",""," ","",""]
["44","031301017001","","脚手架搭拆"," ","项","1","","833.61","833.61",""]
["45","031301018001","","其他措施"," ","项"," ",""," ","",""]
[" "," ","","分部小计 ",""," "," ",""," ","833.61"," "]
[" "," ","","分部小计 ",""," "," ",""," ","833.61"," "]
["合　　计","","","","","","","","","197765.26",""]

{"sheet":"F.4 总价措施项目清单计价表(表-11)【学生宿舍6-5~2","index":170,"n_rows":15,"n_cols":12,"rows_kept":15,"merged":[[0,0,0,11],[1,0,1,1],[1,2,1,5],[1,6,1,7],[1,8,1,11],[2,1,2,2],[2,3,2,4],[2,8,2,9],[3,1,3,2],[3,3,3,4],[3,8,3,9],[4,1,4,2],[4,3,4,4],[4,8,4,9],[5,1,5,2],[5,3,5,4],[5,8,5,9],[6,1,6,2],[6,3,6,4],[6,8,6,9],[7,1,7,2],[7,3,7,4],[7,8,7,9],[8,1,8,2],[8,3,8,4],[8,8,8,9],[9,1,9,2],[9,3,9,4],[9,8,9,9],[10,1,10,2],[10,3,10,4],[10,8,10,9],[11,1,11,2],[11,3,11,4],[11,8,11,9],[12,1,12,2],[12,3,12,4],[12,8,12,9],[13,1,13,2],[13,3,13,4],[13,8,13,9],[14,0,14,6],[14,8,14,9]],"flags":["formulas_cached_only"]}
["总价措施项目清单计价表","","","","","","","","","","",""]
["工程名称：","","凉山州科教园区暨医学类教育服务项目\\学生宿舍6-5#【6-5#学生宿舍-防排烟】","","","","标段：","","","","",""]
["序 号","项目编码","","项目名称","","计算基础","费率\r\n（%）","金额\r\n（元）","调整费率\r\n(%)","","调整后\r\n金额(元)","备注"]
["1","031302001001","","安全文明施工费",""," "," ","6857.98","","",""," "]
["1.1","①","","环境保护费","","分部分项工程及单价措施项目(定额人工费+定额机械费)","1.1","542.72","","",""," "]
["1.2","②","","文明施工费","","分部分项工程及单价措施项目(定额人工费+定额机械费)","2.5","1233.45","","",""," "]
["1.3","③","","安全施工费","","分部分项工程及单价措施项目(定额人工费+定额机械费)","3.9","1924.18","","",""," "]
["1.4","④","","临时设施费","","分部分项工程及单价措施项目(定额人工费+定额机械费)","6.4","3157.63","","",""," "]
["2","031302002001","","夜间施工增加费",""," "," ","236.82","","",""," "]
["3","031302003001","","非夜间施工增加",""," "," ","","","",""," "]
["4","031302004001","","二次搬运费",""," "," ","113.48","","",""," "]
["5","031302005001","","冬雨季施工增加费",""," "," ","177.62","","",""," "]
["6","031302006001","","已完工程及设备保护费",""," "," ","","","",""," "]
["7","031302008001","","工程定位复测费",""," "," ","44.40","","",""," "]
["合　　计","","","","","","","7430.30","-","","-","-"]

{"sheet":"H 规费、税金项目清单计价表(表-13)【学生宿舍6-5#~2","index":171,"n_rows":7,"n_cols":6,"rows_kept":7,"merged":[[0,0,0,5],[1,1,1,2],[1,3,1,4],[6,0,6,4]],"flags":["formulas_cached_only"]}
["规费、税金项目计价表","","","","",""]
["工程名称：","凉山州科教园区暨医学类教育服务项目\\学生宿舍6-5#【6-5#学生宿舍-防排烟】","","标段：","",""]
["序号","项目名称","计算基础","计算基数","计算费率（％）","金额(元)"]
["1","规费","分部分项定额人工费+单价措施项目定额人工费","46385.11","8.36","3877.80"]
["2","销项增值税额","分部分项工程费+措施项目费+其他项目费+规费+按实计算费用+创优质工程奖补偿奖励费-按规定不计税的工程设备金额-除税甲供材料（设备）费","209073.36","9","18816.60"]
["3","附加税","分部分项工程费+措施项目费+其他项目费+规费+按实计算费用+创优质工程奖补偿奖励费-按规定不计税的工程设备金额-除税甲供材料（设备）费","209073.36","0.313","654.40"]
["合计","","","","","23348.80"]

{"sheet":"L.2 承包人提供主要材料和工程设备一览表(表-21)【~16","index":172,"n_rows":27,"n_cols":10,"rows_kept":27,"merged":[[0,0,0,9],[1,1,1,4],[1,5,1,7],[1,8,1,9],[2,4,2,5],[3,4,3,5],[4,4,4,5],[5,4,5,5],[6,4,6,5],[7,4,7,5],[8,4,8,5],[9,4,9,5],[10,4,10,5],[11,4,11,5],[12,4,12,5],[13,4,13,5],[14,4,14,5],[15,4,15,5],[16,4,16,5],[17,4,17,5],[18,4,18,5],[19,4,19,5],[20,4,20,5],[21,4,21,5],[22,4,22,5],[23,4,23,5],[24,4,24,5],[25,4,25,5],[26,4,26,5]],"flags":["formulas_cached_only"]}
[" 承包人提供主要材料和工程设备一览表\r\n（适用造价信息差额调整法）","","","","","","","","",""]
["工程名称：","凉山州科教园区暨医学类教育服务项目\\学生宿舍6-5#【6-5#学生宿舍-防排烟】","","","","标段：","","","",""]
["序号","名称、规格、型号","单位","数量","风险系数(%)","","基准单价(元)","投标单价(元)","发承包人确认单价(元)","备注"]
["1","离心式管道风机800（m3/h）","台","1"," ","","1485.00","",""," "]
["2","管道式换气扇P-150(带止回功能)","台","344"," ","","95.00","",""," "]
["3","防雨百叶带过滤网 600*300","个","3.03"," ","","137.70","",""," "]
["4","隔墙用百叶窗换气扇","台","1"," ","","95.00","",""," "]
["5","280℃排烟防火阀 1000*250","个","1.01"," ","","257.40","",""," "]
["6","280℃排烟防火阀 1250*200","个","1.01"," ","","263.70","",""," "]
["7","280℃排烟防火阀 1250*400","个","1.01"," ","","324.90","",""," "]
["8","防鼠防虫网 10*10","个","2.02"," ","","90.00","",""," "]
["9","离心式管道风机1500（m3/h）","台","1"," ","","1552.50","",""," "]
["10","离心式管道风机700（m3/h）","台","1"," ","","1350.00","",""," "]
["11","XBDZ型壁式轴流风机1200（m3/h）","台","1"," ","","432.00","",""," "]
["12","70℃防火阀 600*300","个","1.01"," ","","221.40","",""," "]
["13","单层格栅风口带风阀 400*300","个","2.02"," ","","104.40","",""," "]
["14","单层格栅风口带风阀 500*400","个","1.01"," ","","133.00","",""," "]
["15","φ250金属风帽","个","164"," ","","117.00","",""," "]
["16","防雨百叶带过滤网 200*160","个","14.14"," ","","85.00","",""," "]
["17","防雨百叶带过滤网 500*400","个","2.02"," ","","143.10","",""," "]
["18","离子除臭发生器 1200m3/h，2KW","台","1"," ","","6300.00","",""," "]
["19","防火玻璃","m2","76.033"," ","","245.00","",""," "]
["20","防雨百叶带过滤网 300*200","个","1.01"," ","","99.00","",""," "]
["21","镀锌钢板 0.75mm","m2","250.502"," ","","29.27","",""," "]
["22","镀锌钢板 1.0mm","m2","16.945"," ","","37.37","",""," "]
["23","铝箔离心玻璃棉板","m3","19.683"," ","","720.00","",""," "]
["24","无石棉纤维增强硅酸盐板","m3","49.636"," ","","63.00","",""," "]

{"sheet":"E.3 单位工程招标控制价汇总表(表-04)【学生宿舍6-6~","index":173,"n_rows":24,"n_cols":5,"rows_kept":24,"merged":[[0,0,0,4],[1,0,1,1],[2,1,2,2],[3,1,3,2],[4,1,4,2],[5,1,5,2],[6,1,6,2],[7,1,7,2],[8,1,8,2],[9,1,9,2],[10,1,10,2],[11,1,11,2],[12,1,12,2],[13,1,13,2],[14,1,14,2],[15,1,15,2],[16,1,16,2],[17,1,17,2],[18,1,18,2],[19,1,19,2],[20,1,20,2],[21,1,21,2],[22,1,22,2],[23,0,23,2]],"flags":["formulas_cached_only"]}
["单位工程招标控制价汇总表","","","",""]
["工程名称：","","凉山州科教园区暨医学类教育服务项目\\学生宿舍6-6#【6-6#学生宿舍-消防电气】","标段：",""]
["序号","汇总内容","","金  额（元）","其中:暂估价(元)"]
["1","分部分项及单价措施项目","","48828.62"," "]
[" ","火灾报警系统 ","","14520.75"," "]
[" ","广播系统 ",""," "," "]
[" ","防火门监控系统 ","","2760.96"," "]
[" ","电气火灾监控系统 ","","2666.99"," "]
[" ","消防设备电源监控系统 ","","4089.67"," "]
[" ","集中控制应急照明系统 ","","24465.50"," "]
["2","总价措施项目","","2264.78","-"]
["2.1","其中：安全文明施工费","","2090.34","-"]
["3","其他项目",""," ","-"]
["3.1","其中：暂列金额",""," ","-"]
["3.2","其中：专业工程暂估价",""," ","-"]
["3.3","其中：计日工",""," ","-"]
["3.4","其中：总承包服务费",""," ","-"]
["4","规费","","1229.65","-"]
["5","创优质工程奖补偿奖励费",""," ","-"]
["6","税前不含税工程造价","","52323.05","-"]
["6.1","其中：除税甲供材料（设备）费",""," ","-"]
["7","销项增值税额","","4709.07","-"]
["8","附加税","","163.77","-"]
[" 招标控制价/投标报价总价合计=税前不含税工程造价+销项增值税额+附加税","","","57195.89"," "]

{"sheet":"F.1.1 分部分项工程和单价措施项目清单与计价表(表-~31","index":174,"n_rows":66,"n_cols":11,"rows_kept":66,"merged":[[0,0,0,10],[1,0,1,1],[1,2,1,6],[1,7,1,8],[1,9,1,10],[2,0,4,0],[2,1,4,2],[2,3,4,3],[2,4,4,4],[2,5,4,5],[2,6,4,7],[2,8,2,10],[3,8,4,8],[3,9,4,9],[5,1,5,2],[5,3,5,4],[5,6,5,7],[6,1,6,2],[6,6,6,7],[7,1,7,2],[7,6,7,7],[8,1,8,2],[8,6,8,7],[9,1,9,2],[9,3,9,4],[9,6,9,7],[10,1,10,2],[10,3,10,4],[10,6,10,7],[11,1,11,2],[11,3,11,4],[11,6,11,7],[12,1,12,2],[12,3,12,4],[12,6,12,7],[13,1,13,2],[13,6,13,7],[14,1,14,2],[14,6,14,7],[15,1,15,2],[15,6,15,7],[16,1,16,2],[16,3,16,4],[16,6,16,7],[17,1,17,2],[17,3,17,4],[17,6,17,7],[18,1,18,2],[18,6,18,7],[19,1,19,2],[19,6,19,7],[20,1,20,2],[20,3,20,4],[20,6,20,7],[21,1,21,2],[21,3,21,4],[21,6,21,7],[22,1,22,2],[22,6,22,7],[23,1,23,2],[23,6,23,7],[24,1,24,2],[24,6,24,7],[25,1,25,2],[25,3,25,4],[25,6,25,7],[26,1,26,2],[26,3,26,4],[26,6,26,7],[27,1,27,2],[27,6,27,7],[28,1,28,2],[28,6,28,7],[29,1,29,2],[29,6,29,7],[30,1,30,2],[30,6,30,7],[31,1,31,2],[31,6,31,7],[32,1,32,2],[32,6,32,7],[33,1,33,2],[33,6,33,7],[34,1,34,2],[34,6,34,7],[35,1,35,2],[35,6,35,7],[36,1,36,2],[36,6,36,7],[37,1,37,2],[37,6,37,7],[38,1,38,2],[38,6,38,7],[39,1,39,2],[39,3,39,4],[39,6,39,7],[40,1,40,2],[40,3,40,4],[40,6,40,7],[41,1,41,2],[41,3,41,4],[41,6,41,7],[42,1,42,2],[42,6,42,7],[43,1,43,2],[43,3,43,4],[43,6,43,7],[44,1,44,2],[44,3,44,4],[44,6,44,7],[45,1,45,2],[45,6,45,7],[46,1,46,2],[46,6,46,7],[47,1,47,2],[47,6,47,7],[48,1,48,2],[48,6,48,7],[49,1,49,2],[49,6,49,7],[50,1,50,2],[50,6,50,7],[51,1,51,2],[51,6,51,7],[52,1,52,2],[52,6,52,7],[53,1,53,2],[53,6,53,7],[54,1,54,2],[54,6,54,7],[55,1,55,2],[55,6,55,7],[56,1,56,2],[56,6,56,7],[57,1,57,2],[57,6,57,7],[58,1,58,2],[58,6,58,7],[59,1,59,2],[59,6,59,7],[60,1,60,2],[60,6,60,7],[61,1,61,2],[61,6,61,7],[62,1,62,2],[62,6,62,7],[63,1,63,2],[63,3,63,4],[63,6,63,7],[64,1,64,2],[64,3,64,4],[64,6,64,7],[65,0,65,8]],"flags":["formulas_cached_only"]}
["分部分项工程和单价措施项目清单与计价表","","","","","","","","","",""]
["工程名称：","","凉山州科教园区暨医学类教育服务项目\\学生宿舍6-6#【6-6#学生宿舍-消防电气】","","","","","标段：","","",""]
["序号","项目编码","","项目名称","项目特征","计量\r\n单位","工程\r\n量","","金额（元）","",""]
["","","","","","","","","综合单价","合价","其   中"]
["","","","","","","","","","","暂估价"]
[" "," ","","火灾报警系统 ",""," "," ",""," "," "," "]
["1","030904003024","","消火栓按钮","1.名称：消火栓按钮 \r\n2.规格：详设计\r\n3.其他详设计及满足规范要求","个","49","","155.40","7614.60",""]
["2","030408002046","","控制电缆 WDZBN-YJY-4X4mm2","1.名称：控制电缆 \r\n2.型号：WDZN-YJY\r\n3.规格：4*4mm2  \r\n4.材质：铜芯 \r\n5.敷设方式、部位：井道、非井道综合考虑 \r\n6.电压等级（kV）：详设计 \r\n7.地形：详设计\r\n8.其他详设计及满足规范要求","m","400.73","","16.43","6583.99",""]
["3","030408007052","","控制电缆头 电缆芯数（芯） ≤6","1.名称：控制电缆头  \r\n2.型号：详设计 \r\n3.规格：电缆芯数（芯） ≤6 \r\n4.材质、类型：综合考虑 \r\n5.安装方式：详设计\r\n6.其他详设计及满足规范要求","个","4","","80.54","322.16",""]
[" "," ","","分部小计 ",""," "," ",""," ","14520.75"," "]
[" "," ","","广播系统 ",""," "," ",""," "," "," "]
[" "," ","","分部小计 ",""," "," ",""," "," "," "]
[" "," ","","防火门监控系统 ",""," "," ",""," "," "," "]
["4","030904008074","","防火门监控模块","1.名称：防火门监控模块 \r\n2.规格：二总线通讯,无极性,监视常闭防火门状态 \r\n3.类型：详设计 \r\n4.输出形式：综合考虑\r\n5.其他详设计及满足规范要求","个","2","","338.14","676.28",""]
["5","030507001075","","门磁开关","1.名称：门磁开关 \r\n2.类别：智能型,金属外壳,可直接接入防火门系统中,可用于单扇或双扇常闭防火门,占用一个地址,参考感应距离≤15mm。 \r\n3.探测范围：综合考虑 \r\n4.安装方式：综合考虑\r\n5.其他详设计及满足规范要求","套","2","","118.89","237.78",""]
["6","030411004078","","配线 WDZN-RYS-2*1.5mm2","1.名称：配线 \r\n2.配线形式：综合考虑 \r\n3.型号：WDZN-RYS \r\n4.规格：2*1.5mm2 \r\n5.材质：铜芯软线 \r\n6.配线部位：综合考虑 \r\n7.配线线制：详设计 \r\n8.钢索材质、规格：详设计\r\n9.其他详设计及满足规范要求","m","482.22","","3.83","1846.90",""]
[" "," ","","分部小计 ",""," "," ",""," ","2760.96"," "]
[" "," ","","电气火灾监控系统 ",""," "," ",""," "," "," "]
["7","030503006082","","电气火灾监控模块","1.名称：电气火灾监控模块\r\n2.类别：详设计 \r\n3.功能：综合考虑 \r\n4.规格：详设计\r\n5.其他详设计及满足规范要求","台","4","","460.54","1842.16",""]
["8","030411004081","","配线 WDZN-RYS-2*1.5mm2","1.名称：配线 \r\n2.配线形式：综合考虑 \r\n3.型号：WDZN-RYSP\r\n4.规格：2*1.5mm2 \r\n5.材质：铜芯软线 \r\n6.配线部位：综合考虑 \r\n7.配线线制：详设计 \r\n8.钢索材质、规格：详设计\r\n9.其他详设计及满足规范要求","m","215.36","","3.83","824.83",""]
[" "," ","","分部小计 ",""," "," ",""," ","2666.99"," "]
[" "," ","","消防设备电源监控系统 ",""," "," ",""," "," "," "]
["9","030503006082","","电压信号传感器","1.名称：电压信号传感器 \r\n2.类别：详设计 \r\n3.功能：综合考虑 \r\n4.规格：详设计\r\n5.其他详设计及满足规范要求","台","1","","266.86","266.86",""]
["10","030411004084","","配线 WDZN-RYSP-2*1.5mm2","1.名称：配线 \r\n2.配线形式：综合考虑 \r\n3.型号：WDZN-RYSP\r\n4.规格：2*1.5mm2 \r\n5.材质：铜芯软线 \r\n6.配线部位：综合考虑 \r\n7.配线线制：详设计 \r\n8.钢索材质、规格：详设计\r\n9.其他详设计及满足规范要求","m","412.83","","5.77","2382.03",""]
["11","030411004085","","配线 WDZB1N-BYJ(F)-2.5mm2","1.名称：配线 \r\n2.配线形式：综合考虑 \r\n3.型号：WDZB1N-BYJ(F)\r\n4.规格：2.5mm2 \r\n5.材质：铜芯线 \r\n6.配线部位：综合考虑 \r\n7.配线线制：详设计 \r\n8.钢索材质、规格：详设计\r\n9.其他详设计及满足规范要求","m","412.83","","3.49","1440.78",""]
[" "," ","","分部小计 ",""," "," ",""," ","4089.67"," "]
[" "," ","","集中控制应急照明系统 ",""," "," ",""," "," "," "]
["12","030404017007","","A型应急照明集中电源 KW-D-0.6KVA","1.名称：A型应急照明集中电源\r\n2.规格、型号：KW-D-0.6KVA\r\n3.安装形式：挂墙安装\r\n4.不含端子板外部接线、压铜接线端子\r\n5.含支架、开孔，配线，盘柜防火，堵洞等成套配置","台","2","","2053.71","4107.42",""]
["13","030412004081","","集中电源集中控制型消防应急标志灯(单面单向) KW-BLJC-1LEⅡ0.3W-915A","1.名称：集中电源集中控制型消防应急标志灯(单面单向)  \r\n2.规格、型号：KW-BLJC-1LEⅡ0.3W-915A\r\n3.安装形式：嵌墙安装,底边距地面0.5m\r\n4.满足设计图纸及验收规范要求","套","61","","58.52","3569.72",""]
["14","030412004081","","集中电源集中控制型多信息复合标志灯(双面单向) KW-BLJC-2OEⅠ0.3W-919T2A","1.名称：集中电源集中控制型多信息复合标志灯(双面单向) \r\n2.规格、型号：KW-BLJC-2OEⅠ0.3W-919T2A\r\n3.安装形式：吊装,吊顶下0.1m\r\n4.满足设计图纸及验收规范要求","套","20","","59.43","1188.60",""]
["15","030412004081","","楼层显示标志灯","1.名称：楼层显示标志灯\r\n2.规格、型号：详设计\r\n3.安装形式：壁装,底边距地面2.5m\r\n4.满足设计图纸及验收规范要求","套","14","","74.88","1048.32",""]
["16","030412004080","","集中电源集中控制型安全出口标志灯 KW-BLJC-1OEⅡ0.3W-918AA","1.名称：集中电源集中控制型安全出口标志灯   \r\n2.规格、型号：KW-BLJC-1OEⅡ0.3W-918AA\r\n3.安装形式：挂墙安装,门楣上0.1m\r\n4.满足设计图纸及验收规范要求","套","1","","63.79","63.79",""]
["17","030412004080","","集中电源集中控制型疏散出口标志灯 KW-BLJC-1OEⅡ0.3W-918A","1.名称：集中电源集中控制型疏散出口标志灯   \r\n2.规格、型号：KW-BLJC-1OEⅡ0.3W-918A \r\n3.安装形式：挂墙安装,门楣上0.1m\r\n4.满足设计图纸及验收规范要求","套","3","","58.52","175.56",""]
["18","030412004080","","集中电源集中控制型消防应急照明灯 KW-ZFJC-E5W-835B,600lm","1.名称：集中电源集中控制型消防应急照明灯   \r\n2.规格、型号：KW-ZFJC-E5W-835B,600lm\r\n3.安装形式：吸顶安装 \r\n4.满足设计图纸及验收规范要求","套","17","","63.90","1086.30",""]
["19","030412004080","","集中电源集中控制型消防应急照明灯（室外型） KW-ZFJC-E5W-835B,600lm","1.名称：集中电源集中控制型消防应急照明灯（室外型） \r\n2.规格、型号：KW-ZFJC-E5W-835B,600lm\r\n3.安装形式：壁装,底边距地面2.5m/门楣上0.1m，在室外或地面上设置时,防护等级不低于IP67。\r\n4.满足设计图纸及验收规范要求","套","61","","67.42","4112.62",""]
["20","030404032090","","无端子外部接线 ≤2.5mm2","1.名称：无端子外部接线 \r\n2.型号、规格：≤2.5mm2  \r\n3.满足设计图纸及验收规范要求","个","19","","8.32","158.08",""]
["21","030411004081","","配线 WDZCN-RYJS-2*2.5mm2","1.名称：配线 \r\n2.配线形式：综合考虑 \r\n3.型号：WDZCN-RYJS\r\n4.规格：2*2.5mm2\r\n5.材质：铜芯软线 \r\n6.配线部位：综合考虑 \r\n7.配线线制：详设计 \r\n8.钢索材质、规格：详设计\r\n9.其他详设计及满足规范要求","m","1689.4","","4.37","7382.68",""]
["22","030411004084","","配线 WDZCN-RYJSP-2*1.5mm2","1.名称：配线 \r\n2.配线形式：综合考虑 \r\n3.型号：WDZCN-RYJSP\r\n4.规格：2*1.5mm2 \r\n5.材质：铜芯软线 \r\n6.配线部位：综合考虑 \r\n7.配线线制：详设计 \r\n8.钢索材质、规格：详设计\r\n9.其他详设计及满足规范要求","m","232.39","","5.76","1338.57",""]
["23","030411001089","","金属软管 DN20","1.名称：金属软管 \r\n2.材质：过塑金属 \r\n3.规格： DN20\r\n4.其他：满足施工规范、验收规范及设计要求","m","5.2","","44.97","233.84",""]
[" "," ","","分部小计 ",""," "," ",""," ","24465.50"," "]
[" "," ","","单价措施项目清单 ",""," "," ",""," "," "," "]
[" "," ","","其他措施项目 ",""," "," ",""," "," "," "]
["24","031302007001","","高层施工增加费"," ","项"," ",""," ","",""]
[" "," ","","分部小计 ",""," "," ",""," "," "," "]
[" "," ","","专业措施项目 ",""," "," ",""," "," "," "]
["25","031301001001","","吊装加固"," ","项"," ",""," ","",""]
["26","031301002001","","金属抱杆安装拆除、移位"," ","项"," ",""," ","",""]
["27","031301003001","","平台铺设、拆除"," ","项"," ",""," ","",""]
["28","031301004001","","顶升、提升装置"," ","项"," ",""," ","",""]
["29","031301005001","","大型设备专用机具"," ","项"," ",""," ","",""]
["30","031301006001","","焊接工艺评定"," ","项"," ",""," ","",""]
["31","031301007001","","胎（模）具制作、安装、拆除"," ","项"," ",""," ","",""]
["32","031301008001","","防护棚制作安装拆除"," ","项"," ",""," ","",""]
["33","031301009001","","特殊地区施工增加"," ","项"," ",""," ","",""]
["34","031301010001","","安装与生产同时进行施工增加"," ","项"," ",""," ","",""]
["35","031301011001","","在有害身体健康环境中施工增加"," ","项"," ",""," ","",""]
["36","031301012001","","工程系统检测、检验"," ","项"," ",""," ","",""]
["37","031301013001","","设备、管道施工的安全、防冻和焊接保护"," ","项"," ",""," ","",""]
["38","031301014001","","焦炉烘炉、热态工程"," ","项"," ",""," ","",""]
["39","031301015001","","管道安拆后的充气保护"," ","项"," ",""," ","",""]
["40","031301016001","","隧道内施工的通风、供水、供气、供电、照明及通讯设施"," ","项"," ",""," ","",""]
["41","031301017001","","脚手架搭拆"," ","项","1","","324.75","324.75",""]
["42","031301018001","","其他措施"," ","项"," ",""," ","",""]
[" "," ","","分部小计 ",""," "," ",""," ","324.75"," "]
[" "," ","","分部小计 ",""," "," ",""," ","324.75"," "]
["合　　计","","","","","","","","","48828.62",""]

{"sheet":"F.4 总价措施项目清单计价表(表-11)【学生宿舍6-6#~","index":175,"n_rows":15,"n_cols":12,"rows_kept":15,"merged":[[0,0,0,11],[1,0,1,1],[1,2,1,5],[1,6,1,7],[1,8,1,11],[2,1,2,2],[2,3,2,4],[2,8,2,9],[3,1,3,2],[3,3,3,4],[3,8,3,9],[4,1,4,2],[4,3,4,4],[4,8,4,9],[5,1,5,2],[5,3,5,4],[5,8,5,9],[6,1,6,2],[6,3,6,4],[6,8,6,9],[7,1,7,2],[7,3,7,4],[7,8,7,9],[8,1,8,2],[8,3,8,4],[8,8,8,9],[9,1,9,2],[9,3,9,4],[9,8,9,9],[10,1,10,2],[10,3,10,4],[10,8,10,9],[11,1,11,2],[11,3,11,4],[11,8,11,9],[12,1,12,2],[12,3,12,4],[12,8,12,9],[13,1,13,2],[13,3,13,4],[13,8,13,9],[14,0,14,6],[14,8,14,9]],"flags":["formulas_cached_only"]}
["总价措施项目清单计价表","","","","","","","","","","",""]
["工程名称：","","凉山州科教园区暨医学类教育服务项目\\学生宿舍6-6#【6-6#学生宿舍-消防电气】","","","","标段：","","","","",""]
["序 号","项目编码","","项目名称","","计算基础","费率\r\n（%）","金额\r\n（元）","调整费率\r\n(%)","","调整后\r\n金额(元)","备注"]
["1","031302001001","","安全文明施工费",""," "," ","2090.34","","",""," "]
["1.1","①","","环境保护费","","分部分项工程及单价措施项目(定额人工费+定额机械费)","1.1","165.42","","",""," "]
["1.2","②","","文明施工费","","分部分项工程及单价措施项目(定额人工费+定额机械费)","2.5","375.96","","",""," "]
["1.3","③","","安全施工费","","分部分项工程及单价措施项目(定额人工费+定额机械费)","3.9","586.50","","",""," "]
["1.4","④","","临时设施费","","分部分项工程及单价措施项目(定额人工费+定额机械费)","6.4","962.46","","",""," "]
["2","031302002001","","夜间施工增加费",""," "," ","72.18","","",""," "]
["3","031302003001","","非夜间施工增加",""," "," ","","","",""," "]
["4","031302004001","","二次搬运费",""," "," ","34.59","","",""," "]
["5","031302005001","","冬雨季施工增加费",""," "," ","54.14","","",""," "]
["6","031302006001","","已完工程及设备保护费",""," "," ","","","",""," "]
["7","031302008001","","工程定位复测费",""," "," ","13.53","","",""," "]
["合　　计","","","","","","","2264.78","-","","-","-"]

{"sheet":"H 规费、税金项目清单计价表(表-13)【学生宿舍6-6#‖~","index":176,"n_rows":7,"n_cols":6,"rows_kept":7,"merged":[[0,0,0,5],[1,1,1,2],[1,3,1,4],[6,0,6,4]],"flags":["formulas_cached_only"]}
["规费、税金项目计价表","","","","",""]
["工程名称：","凉山州科教园区暨医学类教育服务项目\\学生宿舍6-6#【6-6#学生宿舍-消防电气】","","标段：","",""]
["序号","项目名称","计算基础","计算基数","计算费率（％）","金额(元)"]
["1","规费","分部分项定额人工费+单价措施项目定额人工费","14708.72","8.36","1229.65"]
["2","销项增值税额","分部分项工程费+措施项目费+其他项目费+规费+按实计算费用+创优质工程奖补偿奖励费-按规定不计税的工程设备金额-除税甲供材料（设备）费","52323.05","9","4709.07"]
["3","附加税","分部分项工程费+措施项目费+其他项目费+规费+按实计算费用+创优质工程奖补偿奖励费-按规定不计税的工程设备金额-除税甲供材料（设备）费","52323.05","0.313","163.77"]
["合计","","","","","6102.49"]

{"sheet":"L.2 承包人提供主要材料和工程设备一览表(表-21)【~17","index":177,"n_rows":25,"n_cols":10,"rows_kept":25,"merged":[[0,0,0,9],[1,1,1,4],[1,5,1,7],[1,8,1,9],[2,4,2,5],[3,4,3,5],[4,4,4,5],[5,4,5,5],[6,4,6,5],[7,4,7,5],[8,4,8,5],[9,4,9,5],[10,4,10,5],[11,4,11,5],[12,4,12,5],[13,4,13,5],[14,4,14,5],[15,4,15,5],[16,4,16,5],[17,4,17,5],[18,4,18,5],[19,4,19,5],[20,4,20,5],[21,4,21,5],[22,4,22,5],[23,4,23,5],[24,4,24,5]],"flags":["formulas_cached_only"]}
[" 承包人提供主要材料和工程设备一览表\r\n（适用造价信息差额调整法）","","","","","","","","",""]
["工程名称：","凉山州科教园区暨医学类教育服务项目\\学生宿舍6-6#【6-6#学生宿舍-消防电气】","","","","标段：","","","",""]
["序号","名称、规格、型号","单位","数量","风险系数(%)","","基准单价(元)","投标单价(元)","发承包人确认单价(元)","备注"]
["1","消火栓按钮","个","49"," ","","22.82","",""," "]
["2","门磁开关","套","2"," ","","90.00","",""," "]
["3","电气火灾监控模块","台","4"," ","","167.40","",""," "]
["4","配线 WDZN-RYS-2*1.5mm2","m","753.387"," ","","2.37","",""," "]
["5","集中电源集中控制型消防应急标志灯(单面单向) KW-BLJC-1LEⅡ0.3W-915A","套","61.61"," ","","27.00","",""," "]
["6","集中电源集中控制型多信息复合标志灯(双面单向) KW-BLJC-2OEⅠ0.3W-919T2A","套","20.2"," ","","27.90","",""," "]
["7","楼层显示标志灯","套","14.14"," ","","43.20","",""," "]
["8","集中电源集中控制型安全出口标志灯 KW-BLJC-1OEⅡ0.3W-918AA","套","1.01"," ","","32.22","",""," "]
["9","集中电源集中控制型疏散出口标志灯 KW-BLJC-1OEⅡ0.3W-918A","套","3.03"," ","","27.00","",""," "]
["10","集中电源集中控制型消防应急照明灯 KW-ZFJC-E5W-835B,600lm","套","17.17"," ","","32.40","",""," "]
["11","集中电源集中控制型消防应急照明灯（室外型） KW-ZFJC-E5W-835B,600lm","套","61.61"," ","","32.40","",""," "]
["12","无端子外部接线 ≤2.5mm2","个","19"," ","","4.50","",""," "]
["13","配线 WDZCN-RYJS-2*2.5mm2","m","1824.552"," ","","2.73","",""," "]
["14","配线 WDZCN-RYJSP-2*1.5mm2","m","250.981"," ","","4.16","",""," "]
["15","金属软管 DN20","m","5.356"," ","","2.45","",""," "]
["16","控制电缆头 电缆芯数（芯） ≤6","个","4"," ","","9.00","",""," "]
["17","A型应急照明集中电源 KW-D-0.6KVA","台","2"," ","","1260.00","",""," "]
["18","防火门监控模块","个","2"," ","","45.00","",""," "]
["19","电压信号传感器","台","1"," ","","187.20","",""," "]
["20","配线 WDZN-RYSP-2*1.5mm2","m","445.856"," ","","4.17","",""," "]
["21","配线 WDZB1N-BYJ(F)-2.5mm2","m","478.883"," ","","1.83","",""," "]
["22","控制电缆 WDZBN-YJY-4X4mm2","m","404.737"," ","","10.31","",""," "]

{"sheet":"E.3 单位工程招标控制价汇总表(表-04)【学生宿舍6~11","index":178,"n_rows":19,"n_cols":5,"rows_kept":19,"merged":[[0,0,0,4],[1,0,1,1],[2,1,2,2],[3,1,3,2],[4,1,4,2],[5,1,5,2],[6,1,6,2],[7,1,7,2],[8,1,8,2],[9,1,9,2],[10,1,10,2],[11,1,11,2],[12,1,12,2],[13,1,13,2],[14,1,14,2],[15,1,15,2],[16,1,16,2],[17,1,17,2],[18,0,18,2]],"flags":["formulas_cached_only"]}
["单位工程招标控制价汇总表","","","",""]
["工程名称：","","凉山州科教园区暨医学类教育服务项目\\学生宿舍6-6#【6-6#学生宿舍-消防水】","标段：",""]
["序号","汇总内容","","金  额（元）","其中:暂估价(元)"]
["1","分部分项及单价措施项目","","174280.86"," "]
[" ","0309 消火栓系统 ","","172351.23"," "]
["2","总价措施项目","","8082.77","-"]
["2.1","其中：安全文明施工费","","7460.20","-"]
["3","其他项目",""," ","-"]
["3.1","其中：暂列金额",""," ","-"]
["3.2","其中：专业工程暂估价",""," ","-"]
["3.3","其中：计日工",""," ","-"]
["3.4","其中：总承包服务费",""," ","-"]
["4","规费","","4235.87","-"]
["5","创优质工程奖补偿奖励费",""," ","-"]
["6","税前不含税工程造价","","186599.50","-"]
["6.1","其中：除税甲供材料（设备）费",""," ","-"]
["7","销项增值税额","","16793.96","-"]
["8","附加税","","584.06","-"]
[" 招标控制价/投标报价总价合计=税前不含税工程造价+销项增值税额+附加税","","","203977.52"," "]

{"sheet":"F.1.1 分部分项工程和单价措施项目清单与计价表(表-~32","index":179,"n_rows":54,"n_cols":11,"rows_kept":54,"merged":[[0,0,0,10],[1,0,1,1],[1,2,1,6],[1,7,1,8],[1,9,1,10],[2,0,4,0],[2,1,4,2],[2,3,4,3],[2,4,4,4],[2,5,4,5],[2,6,4,7],[2,8,2,10],[3,8,4,8],[3,9,4,9],[5,1,5,2],[5,3,5,4],[5,6,5,7],[6,1,6,2],[6,6,6,7],[7,1,7,2],[7,6,7,7],[8,1,8,2],[8,6,8,7],[9,1,9,2],[9,6,9,7],[10,1,10,2],[10,6,10,7],[11,1,11,2],[11,6,11,7],[12,1,12,2],[12,6,12,7],[13,1,13,2],[13,6,13,7],[14,1,14,2],[14,6,14,7],[15,1,15,2],[15,6,15,7],[16,1,16,2],[16,6,16,7],[17,1,17,2],[17,6,17,7],[18,1,18,2],[18,6,18,7],[19,1,19,2],[19,6,19,7],[20,1,20,2],[20,6,20,7],[21,1,21,2],[21,6,21,7],[22,1,22,2],[22,6,22,7],[23,1,23,2],[23,6,23,7],[24,1,24,2],[24,6,24,7],[25,1,25,2],[25,6,25,7],[26,1,26,2],[26,6,26,7],[27,1,27,2],[27,3,27,4],[27,6,27,7],[28,1,28,2],[28,3,28,4],[28,6,28,7],[29,1,29,2],[29,3,29,4],[29,6,29,7],[30,1,30,2],[30,6,30,7],[31,1,31,2],[31,3,31,4],[31,6,31,7],[32,1,32,2],[32,3,32,4],[32,6,32,7],[33,1,33,2],[33,6,33,7],[34,1,34,2],[34,6,34,7],[35,1,35,2],[35,6,35,7],[36,1,36,2],[36,6,36,7],[37,1,37,2],[37,6,37,7],[38,1,38,2],[38,6,38,7],[39,1,39,2],[39,6,39,7],[40,1,40,2],[40,6,40,7],[41,1,41,2],[41,6,41,7],[42,1,42,2],[42,6,42,7],[43,1,43,2],[43,6,43,7],[44,1,44,2],[44,6,44,7],[45,1,45,2],[45,6,45,7],[46,1,46,2],[46,6,46,7],[47,1,47,2],[47,6,47,7],[48,1,48,2],[48,6,48,7],[49,1,49,2],[49,6,49,7],[50,1,50,2],[50,6,50,7],[51,1,51,2],[51,3,51,4],[51,6,51,7],[52,1,52,2],[52,3,52,4],[52,6,52,7],[53,0,53,8]],"flags":["formulas_cached_only"]}
["分部分项工程和单价措施项目清单与计价表","","","","","","","","","",""]
["工程名称：","","凉山州科教园区暨医学类教育服务项目\\学生宿舍6-6#【6-6#学生宿舍-消防水】","","","","","标段：","","",""]
["序号","项目编码","","项目名称","项目特征","计量\r\n单位","工程\r\n量","","金额（元）","",""]
["","","","","","","","","综合单价","合价","其   中"]
["","","","","","","","","","","暂估价"]
[" "," ","","0309 消火栓系统 ",""," "," ",""," "," "," "]
["1","030901002001","","内外壁热浸镀锌加厚钢管 DN65","1.安装部位：室内 \r\n2.材质：内外壁热浸镀锌加厚钢管\r\n3.型号、规格：DN65mm\r\n4.连接形式：卡箍连接\r\n5.含直管、管件费等\r\n6.按规范要求对管道进行吹扫、冲洗、水压试验等\r\n7.其它：满足设计及规范要求","m","122.16","","91.04","11121.45",""]
["2","030901002002","","内外壁热浸镀锌加厚钢管 DN100","1.安装部位：室内\r\n2.材质：内外壁热浸镀锌加厚钢管\r\n3.型号、规格：DN100mm\r\n4.连接形式：卡箍连接\r\n5.含直管、管件费等\r\n6.按规范要求对管道进行吹扫、冲洗、水压试验等\r\n7.其它：满足设计及规范要求","m","312.44","","123.49","38583.22",""]
["3","030901002001","","内外壁热浸镀锌钢管 DN65","1.安装部位：室内 \r\n2.材质：内外壁热浸镀锌加厚钢管\r\n3.型号、规格：DN65mm\r\n4.连接形式：卡箍连接\r\n5.含直管、管件费等\r\n6.按规范要求对管道进行吹扫、冲洗、水压试验等\r\n7.其它：满足设计及规范要求","m","64.68","","78.05","5048.27",""]
["4","030901002002","","内外壁热浸镀锌钢管 DN100","1.安装部位：室内\r\n2.材质：内外壁热浸镀锌加厚钢管\r\n3.型号、规格：DN100mm\r\n4.连接形式：卡箍连接\r\n5.含直管、管件费等\r\n6.按规范要求对管道进行吹扫、冲洗、水压试验等\r\n7.其它：满足设计及规范要求","m","130.88","","111.23","14557.78",""]
["5","030901002002","","内外壁热浸镀锌加厚钢管 DN150","1.安装部位：室内\r\n2.材质：内外壁热浸镀锌加厚钢管\r\n3.型号、规格：DN150mm\r\n4.连接形式：卡箍连接\r\n5.含直管、管件费等\r\n6.按规范要求对管道进行吹扫、冲洗、水压试验等\r\n7.其它：满足设计及规范要求","m","5.41","","203.07","1098.61",""]
["6","031201001003","","管道刷油","1.名称：管道刷油\r\n2.标志色方式、品种：消火栓管刷樟丹二道,红色调和漆二道;自动喷水管刷樟丹二道,红色黄环调和漆二道。\r\n3.满足设计图纸及验收规范要求","m2","212.27","","7.91","1679.06",""]
["7","030807003005","","带锁定装置的双向型蝶阀 DN100","1.名称：带锁定装置的双向型蝶阀\r\n2.材质：详设计\r\n3.型号、规格：DN100mm \r\n4.连接形式：法兰连接\r\n5.其他：满足设计及规范要求","个","15","","356.73","5350.95",""]
["8","030807003005","","带锁定装置的双向型蝶阀 DN150","1.名称：带锁定装置的双向型蝶阀\r\n2.材质：详设计\r\n3.型号、规格：DN150mm \r\n4.连接形式：法兰连接\r\n5.其他：满足设计及规范要求","个","12","","541.74","6500.88",""]
["9","030807003006","","金属波纹管 DN150","1.名称：金属波纹管\r\n2.材质：详设计\r\n3.型号、规格：DN150mm \r\n4.连接形式：法兰连接\r\n5.其他：满足设计及规范要求","个","2","","984.82","1969.64",""]
["10","030901010007","","甲型单栓带灭火器箱组合式消防柜","1.名称：甲型单栓带灭火器箱组合式消防柜\r\n2.安装部位：室内 \r\n3.型号、规格：详设计\r\n4.内配减压稳压消火栓SNW65-Ⅲ、衬胶水龙带25m一条,直流水枪19mm一支.报警按钮和指示灯各1个\r\n5.消火栓按钮另列清单项\r\n6.其他：满足设计及规范要求","套","42","","835.25","35080.50",""]
["11","030901010008","","试验消火栓箱","1.名称：试验消火栓箱\r\n2.安装部位：室内 \r\n3.型号、规格：详设计\r\n4.附件配置：消火栓柜1800×700×180。箱内配SN65或SNW65一个;DN65、L25m衬胶水带一条;φ19mm水枪一支;带消防软管卷盘,软管长度30米\r\n5.消火栓按钮另列清单项\r\n6.其他：满足设计及规范要求","套","1","","187.82","187.82",""]
["12","030901013009","","手提式磷酸铵盐干粉灭火器  MF/ABC4","1.名称：磷酸铵盐干粉灭火器\r\n2.形式：手提式\r\n3.规格、型号：MF/ABC4\r\n4.其它：满足施工图设计要求及施工验收规范要求","具","18","","52.59","946.62",""]
["13","030901013009","","手提式磷酸铵盐干粉灭火器  MF/ABC5","1.名称：磷酸铵盐干粉灭火器\r\n2.形式：手提式\r\n3.规格、型号：MF/ABC5\r\n4.其它：满足施工图设计要求及施工验收规范要求","具","230","","57.59","13245.70",""]
["14","030901013009","","灭火器放置箱","1.名称：灭火器放置箱\r\n2.形式：挂墙\r\n3.规格、型号：详设计\r\n4.其它：满足施工图设计要求及施工验收规范要求","个","82","","61.16","5015.12",""]
["15","030703022010","","自动排气阀  DN25","1.类型：自动排气阀\r\n2.材质：碳钢\r\n3.型号、规格：WP DN20mm\r\n4.含截止阀\r\n5.其他：满足设计及规范要求","个","1","","57.44","57.44",""]
["16","030815001015","","管道支架制作安装","1.名称：管道支架及套管\r\n2.材质：型钢（综合）\r\n3.支架除锈后刷樟丹二道，灰色调和漆两道\r\n4.其它：满足设计及规范要求","kg","798.34","","17.69","14122.63",""]
["17","031003003021","","旋启式止回阀 DN100","1.类型：消声止回阀 \r\n2.材质：球墨铸铁阀体 \r\n3.规格、压力等级：DN100 \r\n4.连接形式：法兰连接 \r\n5.焊接方法：详设计\r\n6.含沟槽法兰等综合考虑\r\n7.其他详设计及满足规范要求","个","2","","1077.19","2154.38",""]
["18","031003003021","","安全泄压阀 DN100","1.类型：安全泄压阀\r\n2.材质：铸钢 \r\n3.规格、压力等级：DN100 \r\n4.连接形式：法兰连接 \r\n5.焊接方法：详设计\r\n6.含沟槽法兰等综合考虑\r\n7.其他详设计及满足规范要求","个","1","","907.99","907.99",""]
["19","031001007084","","钢丝网骨架复合给水管 DN100","1.安装部位：室外\r\n2.介质：冷水\r\n3.规格、压力等级：DN100 1.6MPa\r\n4.连接方式：综合考虑\r\n5.包含配套管件及附件\r\n6.含水压试验、管道冲洗等综合考虑\r\n7.其他要求：满足相关标准图集、规范、设计及验收要求等","m","8","","101.60","812.80",""]
["20","030601002026","","压力表","1.名称：压力表 \r\n2.型号：详设计 \r\n3.规格：详设计\r\n4.压力表弯材质、规格：详设计 \r\n5.挠性管材质、规格：详设计  \r\n6.支架形式、材质：详设计  \r\n7.调试要求：详设计  \r\n8.脱脂要求：详设计 \r\n9.其他详设计及满足规范要求","台","1","","66.05","66.05",""]
["21","030905002016","","消火栓灭火系统调试","1.系统形式：消火栓灭火系统调试\r\n2.其它：满足施工图设计要求及施工验收规范要求","点","47","","294.56","13844.32",""]
[" "," ","","分部小计 ",""," "," ",""," ","172351.23"," "]
[" "," ","","单价措施项目清单 ",""," "," ",""," "," "," "]
[" "," ","","其他措施项目 ",""," "," ",""," "," "," "]
["22","031302007001","","高层施工增加费"," ","项"," ",""," ","",""]
[" "," ","","分部小计 ",""," "," ",""," "," "," "]
[" "," ","","专业措施项目 ",""," "," ",""," "," "," "]
["23","031301001001","","吊装加固"," ","项"," ",""," ","",""]
["24","031301002001","","金属抱杆安装拆除、移位"," ","项"," ",""," ","",""]
["25","031301003001","","平台铺设、拆除"," ","项"," ",""," ","",""]
["26","031301004001","","顶升、提升装置"," ","项"," ",""," ","",""]
["27","031301005001","","大型设备专用机具"," ","项"," ",""," ","",""]
["28","031301006001","","焊接工艺评定"," ","项"," ",""," ","",""]
["29","031301007001","","胎（模）具制作、安装、拆除"," ","项"," ",""," ","",""]
["30","031301008001","","防护棚制作安装拆除"," ","项"," ",""," ","",""]
["31","031301009001","","特殊地区施工增加"," ","项"," ",""," ","",""]
["32","031301010001","","安装与生产同时进行施工增加"," ","项"," ",""," ","",""]
["33","031301011001","","在有害身体健康环境中施工增加"," ","项"," ",""," ","",""]
["34","031301012001","","工程系统检测、检验"," ","项"," ",""," ","",""]
["35","031301013001","","设备、管道施工的安全、防冻和焊接保护"," ","项"," ",""," ","",""]
["36","031301014001","","焦炉烘炉、热态工程"," ","项"," ",""," ","",""]
["37","031301015001","","管道安拆后的充气保护"," ","项"," ",""," ","",""]
["38","031301016001","","隧道内施工的通风、供水、供气、供电、照明及通讯设施"," ","项"," ",""," ","",""]
["39","031301017001","","脚手架搭拆"," ","项","1","","1929.63","1929.63",""]
["40","031301018001","","其他措施"," ","项"," ",""," ","",""]
[" "," ","","分部小计 ",""," "," ",""," ","1929.63"," "]
[" "," ","","分部小计 ",""," "," ",""," ","1929.63"," "]
["合　　计","","","","","","","","","174280.86",""]

{"sheet":"F.4 总价措施项目清单计价表(表-11)【学生宿舍6-6~1","index":180,"n_rows":15,"n_cols":12,"rows_kept":15,"merged":[[0,0,0,11],[1,0,1,1],[1,2,1,5],[1,6,1,7],[1,8,1,11],[2,1,2,2],[2,3,2,4],[2,8,2,9],[3,1,3,2],[3,3,3,4],[3,8,3,9],[4,1,4,2],[4,3,4,4],[4,8,4,9],[5,1,5,2],[5,3,5,4],[5,8,5,9],[6,1,6,2],[6,3,6,4],[6,8,6,9],[7,1,7,2],[7,3,7,4],[7,8,7,9],[8,1,8,2],[8,3,8,4],[8,8,8,9],[9,1,9,2],[9,3,9,4],[9,8,9,9],[10,1,10,2],[10,3,10,4],[10,8,10,9],[11,1,11,2],[11,3,11,4],[11,8,11,9],[12,1,12,2],[12,3,12,4],[12,8,12,9],[13,1,13,2],[13,3,13,4],[13,8,13,9],[14,0,14,6],[14,8,14,9]],"flags":["formulas_cached_only"]}
["总价措施项目清单计价表","","","","","","","","","","",""]
["工程名称：","","凉山州科教园区暨医学类教育服务项目\\学生宿舍6-6#【6-6#学生宿舍-消防水】","","","","标段：","","","","",""]
["序 号","项目编码","","项目名称","","计算基础","费率\r\n（%）","金额\r\n（元）","调整费率\r\n(%)","","调整后\r\n金额(元)","备注"]
["1","031302001001","","安全文明施工费",""," "," ","7460.20","","",""," "]
["1.1","①","","环境保护费","","分部分项工程及单价措施项目(定额人工费+定额机械费)","1.1","590.38","","",""," "]
["1.2","②","","文明施工费","","分部分项工程及单价措施项目(定额人工费+定额机械费)","2.5","1341.76","","",""," "]
["1.3","③","","安全施工费","","分部分项工程及单价措施项目(定额人工费+定额机械费)","3.9","2093.15","","",""," "]
["1.4","④","","临时设施费","","分部分项工程及单价措施项目(定额人工费+定额机械费)","6.4","3434.91","","",""," "]
["2","031302002001","","夜间施工增加费",""," "," ","257.62","","",""," "]
["3","031302003001","","非夜间施工增加",""," "," ","","","",""," "]
["4","031302004001","","二次搬运费",""," "," ","123.44","","",""," "]
["5","031302005001","","冬雨季施工增加费",""," "," ","193.21","","",""," "]
["6","031302006001","","已完工程及设备保护费",""," "," ","","","",""," "]
["7","031302008001","","工程定位复测费",""," "," ","48.30","","",""," "]
["合　　计","","","","","","","8082.77","-","","-","-"]

{"sheet":"H 规费、税金项目清单计价表(表-13)【学生宿舍6-6#~1","index":181,"n_rows":7,"n_cols":6,"rows_kept":7,"merged":[[0,0,0,5],[1,1,1,2],[1,3,1,4],[6,0,6,4]],"flags":["formulas_cached_only"]}
["规费、税金项目计价表","","","","",""]
["工程名称：","凉山州科教园区暨医学类教育服务项目\\学生宿舍6-6#【6-6#学生宿舍-消防水】","","标段：","",""]
["序号","项目名称","计算基础","计算基数","计算费率（％）","金额(元)"]
["1","规费","分部分项定额人工费+单价措施项目定额人工费","50668.27","8.36","4235.87"]
["2","销项增值税额","分部分项工程费+措施项目费+其他项目费+规费+按实计算费用+创优质工程奖补偿奖励费-按规定不计税的工程设备金额-除税甲供材料（设备）费","186599.50","9","16793.96"]
["3","附加税","分部分项工程费+措施项目费+其他项目费+规费+按实计算费用+创优质工程奖补偿奖励费-按规定不计税的工程设备金额-除税甲供材料（设备）费","186599.50","0.313","584.06"]
["合计","","","","","21613.89"]

{"sheet":"L.2 承包人提供主要材料和工程设备一览表(表-21)【~18","index":182,"n_rows":33,"n_cols":10,"rows_kept":33,"merged":[[0,0,0,9],[1,1,1,4],[1,5,1,7],[1,8,1,9],[2,4,2,5],[3,4,3,5],[4,4,4,5],[5,4,5,5],[6,4,6,5],[7,4,7,5],[8,4,8,5],[9,4,9,5],[10,4,10,5],[11,4,11,5],[12,4,12,5],[13,4,13,5],[14,4,14,5],[15,4,15,5],[16,4,16,5],[17,4,17,5],[18,4,18,5],[19,4,19,5],[20,4,20,5],[21,4,21,5],[22,4,22,5],[23,4,23,5],[24,4,24,5],[25,4,25,5],[26,4,26,5],[27,4,27,5],[28,4,28,5],[29,4,29,5],[30,4,30,5],[31,4,31,5],[32,4,32,5]],"flags":["formulas_cached_only"]}
[" 承包人提供主要材料和工程设备一览表\r\n（适用造价信息差额调整法）","","","","","","","","",""]
["工程名称：","凉山州科教园区暨医学类教育服务项目\\学生宿舍6-6#【6-6#学生宿舍-消防水】","","","","标段：","","","",""]
["序号","名称、规格、型号","单位","数量","风险系数(%)","","基准单价(元)","投标单价(元)","发承包人确认单价(元)","备注"]
["1","沟槽直接头 （含胶圈）DN65","套","31.146"," ","","10.87","",""," "]
["2","消火栓沟槽管件DN65","个","59.938"," ","","15.39","",""," "]
["3","沟槽直接头 （含胶圈）DN100","套","71.181"," ","","17.98","",""," "]
["4","消火栓沟槽管件DN100","个","147.524"," ","","24.64","",""," "]
["5","碳钢平焊法兰DN100","片","38"," ","","27.14","",""," "]
["6","碳钢平焊法兰DN150","片","28"," ","","51.25","",""," "]
["7","压力表","台","1"," ","","18.00","",""," "]
["8","旋启式止回阀 DN100","个","2"," ","","781.20","",""," "]
["9","灭火器MF/ABC5","具","230"," ","","50.00","",""," "]
["10","镀锌加厚钢管DN65","m","123.992"," ","","37.81","",""," "]
["11","镀锌加厚钢管DN100","m","300.562"," ","","60.94","",""," "]
["12","内外壁热浸镀锌钢管 DN65","m","65.65"," ","","35.614","",""," "]
["13","内外壁热浸镀锌钢管 DN100","m","132.843"," ","","58.31","",""," "]
["14","酚醛调和漆 各色","kg","42.029"," ","","11.15","",""," "]
["15","带锁定装置的双向型蝶阀 DN100","个","16"," ","","58.50","",""," "]
["16","甲型单栓带灭火器箱组合式消防柜","套","42"," ","","668.70","",""," "]
["17","试验消火栓DN65","套","1.01"," ","","67.50","",""," "]
["18","灭火器MF/ABC4","具","18"," ","","45.00","",""," "]
["19","灭火器放置箱","个","82"," ","","27.00","",""," "]
["20","安全泄压阀DN100","个","1"," ","","612.00","",""," "]
["21","自动排气阀DN25","个","1"," ","","22.50","",""," "]
["22","型钢","kg","838.215"," ","","4.50","",""," "]
["23","醇酸防锈漆 C53-1","kg","9.26"," ","","11.00","",""," "]
["24","钢丝网骨架复核管DN100","m","8.12"," ","","67.32","",""," "]
["25","给水室外钢骨架塑料复合管电熔管件DN100","个","2.184"," ","","57.64","",""," "]
["26","镀锌加厚钢管DN150","m","5.464"," ","","104.11","",""," "]
["27","沟槽直接头 （含胶圈）DN150","套","0.902"," ","","30.20","",""," "]
["28","消火栓沟槽管件DN150","个","2.171"," ","","43.89","",""," "]
["29","带锁定装置的双向型蝶阀 DN150","个","12"," ","","92.70","",""," "]
["30","金属波纹管DN150","个","2"," ","","540.54","",""," "]

{"sheet":"E.3 单位工程招标控制价汇总表(表-04)【学生宿舍6~12","index":183,"n_rows":19,"n_cols":5,"rows_kept":19,"merged":[[0,0,0,4],[1,0,1,1],[2,1,2,2],[3,1,3,2],[4,1,4,2],[5,1,5,2],[6,1,6,2],[7,1,7,2],[8,1,8,2],[9,1,9,2],[10,1,10,2],[11,1,11,2],[12,1,12,2],[13,1,13,2],[14,1,14,2],[15,1,15,2],[16,1,16,2],[17,1,17,2],[18,0,18,2]],"flags":["formulas_cached_only"]}
["单位工程招标控制价汇总表","","","",""]
["工程名称：","","凉山州科教园区暨医学类教育服务项目\\学生宿舍6-6#【6-6#学生宿舍-防排烟】","标段：",""]
["序号","汇总内容","","金  额（元）","其中:暂估价(元)"]
["1","分部分项及单价措施项目","","203911.55"," "]
[" ","0307 通风及防排烟系统 ","","203048.04"," "]
["2","总价措施项目","","7714.57","-"]
["2.1","其中：安全文明施工费","","7120.36","-"]
["3","其他项目",""," ","-"]
["3.1","其中：暂列金额",""," ","-"]
["3.2","其中：专业工程暂估价",""," ","-"]
["3.3","其中：计日工",""," ","-"]
["3.4","其中：总承包服务费",""," ","-"]
["4","规费","","4025.76","-"]
["5","创优质工程奖补偿奖励费",""," ","-"]
["6","税前不含税工程造价","","215651.88","-"]
["6.1","其中：除税甲供材料（设备）费",""," ","-"]
["7","销项增值税额","","19408.67","-"]
["8","附加税","","674.99","-"]
[" 招标控制价/投标报价总价合计=税前不含税工程造价+销项增值税额+附加税","","","235735.54"," "]

{"sheet":"F.1.1 分部分项工程和单价措施项目清单与计价表(表-~33","index":184,"n_rows":59,"n_cols":11,"rows_kept":59,"merged":[[0,0,0,10],[1,0,1,1],[1,2,1,6],[1,7,1,8],[1,9,1,10],[2,0,4,0],[2,1,4,2],[2,3,4,3],[2,4,4,4],[2,5,4,5],[2,6,4,7],[2,8,2,10],[3,8,4,8],[3,9,4,9],[5,1,5,2],[5,3,5,4],[5,6,5,7],[6,1,6,2],[6,6,6,7],[7,1,7,2],[7,6,7,7],[8,1,8,2],[8,6,8,7],[9,1,9,2],[9,6,9,7],[10,1,10,2],[10,6,10,7],[11,1,11,2],[11,6,11,7],[12,1,12,2],[12,6,12,7],[13,1,13,2],[13,6,13,7],[14,1,14,2],[14,6,14,7],[15,1,15,2],[15,6,15,7],[16,1,16,2],[16,6,16,7],[17,1,17,2],[17,6,17,7],[18,1,18,2],[18,6,18,7],[19,1,19,2],[19,6,19,7],[20,1,20,2],[20,6,20,7],[21,1,21,2],[21,6,21,7],[22,1,22,2],[22,6,22,7],[23,1,23,2],[23,6,23,7],[24,1,24,2],[24,6,24,7],[25,1,25,2],[25,6,25,7],[26,1,26,2],[26,6,26,7],[27,1,27,2],[27,6,27,7],[28,1,28,2],[28,6,28,7],[29,1,29,2],[29,6,29,7],[30,1,30,2],[30,6,30,7],[31,1,31,2],[31,6,31,7],[32,1,32,2],[32,3,32,4],[32,6,32,7],[33,1,33,2],[33,3,33,4],[33,6,33,7],[34,1,34,2],[34,3,34,4],[34,6,34,7],[35,1,35,2],[35,6,35,7],[36,1,36,2],[36,3,36,4],[36,6,36,7],[37,1,37,2],[37,3,37,4],[37,6,37,7],[38,1,38,2],[38,6,38,7],[39,1,39,2],[39,6,39,7],[40,1,40,2],[40,6,40,7],[41,1,41,2],[41,6,41,7],[42,1,42,2],[42,6,42,7],[43,1,43,2],[43,6,43,7],[44,1,44,2],[44,6,44,7],[45,1,45,2],[45,6,45,7],[46,1,46,2],[46,6,46,7],[47,1,47,2],[47,6,47,7],[48,1,48,2],[48,6,48,7],[49,1,49,2],[49,6,49,7],[50,1,50,2],[50,6,50,7],[51,1,51,2],[51,6,51,7],[52,1,52,2],[52,6,52,7],[53,1,53,2],[53,6,53,7],[54,1,54,2],[54,6,54,7],[55,1,55,2],[55,6,55,7],[56,1,56,2],[56,3,56,4],[56,6,56,7],[57,1,57,2],[57,3,57,4],[57,6,57,7],[58,0,58,8]],"flags":["formulas_cached_only"]}
["分部分项工程和单价措施项目清单与计价表","","","","","","","","","",""]
["工程名称：","","凉山州科教园区暨医学类教育服务项目\\学生宿舍6-6#【6-6#学生宿舍-防排烟】","","","","","标段：","","",""]
["序号","项目编码","","项目名称","项目特征","计量\r\n单位","工程\r\n量","","金额（元）","",""]
["","","","","","","","","综合单价","合价","其   中"]
["","","","","","","","","","","暂估价"]
[" "," ","","0307 通风及防排烟系统 ",""," "," ",""," "," "," "]
["1","030108003003","","离心式管道风机1500（m³/h） ","1.名称：离心式管道风机1500（m³/h）\r\n2.系统编号：详设计\r\n3.型号：详设计\r\n4.规格：额定工况：详设计\r\n5.质量：详设计 \r\n6.材质：综合考虑 \r\n7.设备支吊架、橡胶垫、弹簧减震吊架制作安装及除锈刷油综合考虑并计入综合单价 \r\n8.灌浆配合比：详设计 \r\n9.单机试运转要求：详设计及满足规范要求\r\n10.含电机检查接线及调试\r\n11.其他要求：满足设计、相关图集、标准及招标文件技术要求  ","台","1","","1673.74","1673.74",""]
["2","030108003003","","离心式管道风机800（m³/h） ","1.名称：离心式管道风机800（m³/h）\r\n2.系统编号：详设计\r\n3.型号：详设计\r\n4.规格：额定工况：详设计\r\n5.质量：详设计 \r\n6.材质：综合考虑 \r\n7.设备支吊架、橡胶垫、弹簧减震吊架制作安装及除锈刷油综合考虑并计入综合单价 \r\n8.灌浆配合比：详设计 \r\n9.单机试运转要求：详设计及满足规范要求\r\n10.含电机检查接线及调试\r\n11.其他要求：满足设计、相关图集、标准及招标文件技术要求  ","台","1","","1606.24","1606.24",""]
["3","030108003003","","离心式管道风机700（m³/h） ","1.名称：离心式管道风机700（m³/h）\r\n2.系统编号：详设计\r\n3.型号：详设计\r\n4.规格：额定工况：详设计\r\n5.质量：详设计 \r\n6.材质：综合考虑 \r\n7.设备支吊架、橡胶垫、弹簧减震吊架制作安装及除锈刷油综合考虑并计入综合单价 \r\n8.灌浆配合比：详设计 \r\n9.单机试运转要求：详设计及满足规范要求\r\n10.含电机检查接线及调试\r\n11.其他要求：满足设计、相关图集、标准及招标文件技术要求  ","台","1","","1471.24","1471.24",""]
["4","030108003009","","XBDZ型壁式轴流风机1200（m³/h） ","1.名称：XBDZ型壁式轴流风机1200（m³/h）\r\n2.系统编号：详设计\r\n3.型号：详设计\r\n4.规格：额定工况：详设计\r\n5.质量：详设计 \r\n6.材质：综合考虑 \r\n7.设备支吊架、橡胶垫、弹簧减震吊架制作安装及除锈刷油综合考虑并计入综合单价 \r\n8.灌浆配合比：详设计 \r\n9.单机试运转要求：详设计及满足规范要求\r\n10.含电机检查接线及调试\r\n11.其他要求：满足设计、相关图集、标准及招标文件技术要求  ","台","1","","615.60","615.60",""]
["5","030108001010","","隔墙用百叶窗换气扇","1.名称:隔墙用百叶窗换气扇\r\n2.型号.规格:详设计\r\n3.减振支吊架制作安装\r\n4.含柔性接头","台","1","","240.22","240.22",""]
["6","030108001012","","管道式换气扇P-150(带止回功能)","1.名称:管道式换气扇P-150(带止回功能)\r\n2.型号.规格:详设计\r\n3.含柔性接头","台","360","","186.09","66992.40",""]
["7","030703001020","","280℃排烟防火阀 1000*250","1.名称:280℃排烟防火阀\r\n2.型号.规格:1000*250  \r\n3.材质:碳钢","个","1","","475.47","475.47",""]
["8","030703001020","","280℃排烟防火阀 1250*200","1.名称:280℃排烟防火阀\r\n2.型号.规格:1250*200\r\n3.材质:碳钢","个","1","","481.84","481.84",""]
["9","030703001020","","280℃排烟防火阀 1250*400","1.名称:280℃排烟防火阀\r\n2.型号.规格:1250*400 \r\n3.材质:碳钢","个","1","","617.68","617.68",""]
["10","030703001020","","70℃防火阀 600*300","1.名称:70℃防火阀\r\n2.型号.规格:600*300\r\n3.材质:碳钢","个","1","","364.58","364.58",""]
["11","030703007013","","单层格栅风口带风阀 400*300","1.名称:单层格栅风口带风阀 \r\n2.型号.规格:400*300 \r\n3.材质:铝合金","个","2","","169.85","339.70",""]
["12","030703007013","","单层格栅风口带风阀 500*400","1.名称:单层格栅风口带风阀 \r\n2.型号.规格:500*400\r\n3.材质:铝合金","个","1","","235.65","235.65",""]
["13","030703012353","","φ250金属风帽","1.名称:φ250金属风帽\r\n2.型号.规格:φ250\r\n3.材质:铝合金","个","172","","148.98","25624.56",""]
["14","030702006028","","固定挡烟垂壁","1.名称:固定挡烟垂壁\r\n2.材质:防火玻璃\r\n3.板材厚度 \r\n4.管件、法兰等附件及支架设计要求 \r\n5.接口形式","m2","75.28","","316.15","23799.77",""]
["15","030703007024","","防鼠防虫网 10*10","1.名称:防鼠防虫网 \r\n2.型号.规格:10*10","个","2","","110.30","220.60",""]
["16","030703007036","","防雨百叶带过滤网 200*160","1.名称：防雨百叶带过滤网\r\n2.型号：详设计 \r\n3.规格：200*160\r\n4.类型：详设计\r\n5.形式：综合考虑\r\n6.其他详设计及满足规范要求","个","14","","141.19","1976.66",""]
["17","030703007036","","防雨百叶带过滤网 300*200","1.名称：防雨百叶带过滤网\r\n2.型号：详设计 \r\n3.规格：300*200\r\n4.类型：详设计\r\n5.形式：综合考虑\r\n6.其他详设计及满足规范要求","个","1","","166.46","166.46",""]
["18","030703007036","","防雨百叶带过滤网 500*400","1.名称：防雨百叶带过滤网\r\n2.型号：详设计 \r\n3.规格：400*400\r\n4.类型：详设计\r\n5.形式：综合考虑\r\n6.其他详设计及满足规范要求","个","2","","245.85","491.70",""]
["19","030703007036","","防雨百叶带过滤网 600*300","1.名称：防雨百叶带过滤网\r\n2.型号：详设计 \r\n3.规格：600*300\r\n4.类型：详设计\r\n5.形式：综合考虑\r\n6.其他详设计及满足规范要求","个","3","","240.40","721.20",""]
["20","030108003149","","离子除臭发生器 1200m3/h，2KW","1.名称：离子除臭发生器\r\n2.型号、规格：1200m3/h，2KW\r\n3.安装方式、部位：综合考虑\r\n4.减震装置，型钢支吊架制作安装和除锈刷油防腐：满足验收规范要求\r\n5.含本体安装、接地，电机检查接线和调试\r\n6.包括风机进出口与风管连接时采用的保温不燃柔性软风管连接\r\n7.各类转运及设备吊装就位、电源配管与设备连接间的金属软管，单根软管长度综合考虑;综合考虑\r\n8.其他要求：满足相关标准图集、规范、设计及验收要求等","台","1","","6799.66","6799.66",""]
["21","030702001025","","镀锌钢板风管 B≤320 δ=0.75","1.名称:镀锌钢板风管\r\n2.材质:镀锌钢板 \r\n3.形状:矩形 \r\n4.规格:B≤320 δ=0.75\r\n5.板材厚度 \r\n6.管件、法兰等附件及支架设计要求 \r\n7.接口形式","m2","220.64","","174.18","38431.08",""]
["22","030702001026","","镀锌钢板风管 B≤450 δ=0.75","1.名称:镀锌钢板风管\r\n2.材质:镀锌钢板 \r\n3.形状:矩形 \r\n4.规格:B≤450 δ=0.75\r\n5.板材厚度 \r\n6.管件、法兰等附件及支架设计要求 \r\n7.接口形式","m2","1.13","","141.25","159.61",""]
["23","030702001027","","镀锌钢板风管 B≤1000 δ=1.0","1.名称:镀锌钢板风管\r\n2.材质:镀锌钢板 \r\n3.形状:矩形 \r\n4.规格:B≤1000 δ=1.0\r\n5.板材厚度 \r\n6.管件、法兰等附件及支架设计要求 \r\n7.接口形式","m2","14.36","","125.95","1808.64",""]
["24","030704002029","","风管漏光试验、漏风试验","风管漏光试验、漏风试验","m2","236.13","","4.27","1008.28",""]
["25","031208003352","","不燃离心玻璃棉保温","1.名称:不燃离心玻璃棉保温\r\n2.绝热厚度及管径:综合考虑 \r\n3.包含所需的各类附件\r\n4.其他要求：满足相关标准图集、规范、设计及验收要求等","m3","19.11","","1066.29","20376.80",""]
["26","031208003232","","防火包裹（无石棉纤维增强硅酸钙耐火板）","1.名称：防火包裹（无石棉纤维增强硅酸钙耐火板）\r\n2.耐火板厚度：综合考虑\r\n3.含耐火板、岩棉保温、龙骨、支架及附件制作安装及除锈刷油防腐\r\n4.其他要求：满足相关标准图集、规范、设计及验收要求等","m2","47.23","","134.42","6348.66",""]
[" "," ","","分部小计 ",""," "," ",""," ","203048.04"," "]
[" "," ","","单价措施项目清单 ",""," "," ",""," "," "," "]
[" "," ","","其他措施项目 ",""," "," ",""," "," "," "]
["27","031302007001","","高层施工增加费"," ","项"," ",""," ","",""]
[" "," ","","分部小计 ",""," "," ",""," "," "," "]
[" "," ","","专业措施项目 ",""," "," ",""," "," "," "]
["28","031301001001","","吊装加固"," ","项"," ",""," ","",""]
["29","031301002001","","金属抱杆安装拆除、移位"," ","项"," ",""," ","",""]
["30","031301003001","","平台铺设、拆除"," ","项"," ",""," ","",""]
["31","031301004001","","顶升、提升装置"," ","项"," ",""," ","",""]
["32","031301005001","","大型设备专用机具"," ","项"," ",""," ","",""]
["33","031301006001","","焊接工艺评定"," ","项"," ",""," ","",""]
["34","031301007001","","胎（模）具制作、安装、拆除"," ","项"," ",""," ","",""]
["35","031301008001","","防护棚制作安装拆除"," ","项"," ",""," ","",""]
["36","031301009001","","特殊地区施工增加"," ","项"," ",""," ","",""]
["37","031301010001","","安装与生产同时进行施工增加"," ","项"," ",""," ","",""]
["38","031301011001","","在有害身体健康环境中施工增加"," ","项"," ",""," ","",""]
["39","031301012001","","工程系统检测、检验"," ","项"," ",""," ","",""]
["40","031301013001","","设备、管道施工的安全、防冻和焊接保护"," ","项"," ",""," ","",""]
["41","031301014001","","焦炉烘炉、热态工程"," ","项"," ",""," ","",""]
["42","031301015001","","管道安拆后的充气保护"," ","项"," ",""," ","",""]
["43","031301016001","","隧道内施工的通风、供水、供气、供电、照明及通讯设施"," ","项"," ",""," ","",""]
["44","031301017001","","脚手架搭拆"," ","项","1","","863.51","863.51",""]
["45","031301018001","","其他措施"," ","项"," ",""," ","",""]
[" "," ","","分部小计 ",""," "," ",""," ","863.51"," "]
[" "," ","","分部小计 ",""," "," ",""," ","863.51"," "]
["合　　计","","","","","","","","","203911.55",""]

{"sheet":"F.4 总价措施项目清单计价表(表-11)【学生宿舍6-6~2","index":185,"n_rows":15,"n_cols":12,"rows_kept":15,"merged":[[0,0,0,11],[1,0,1,1],[1,2,1,5],[1,6,1,7],[1,8,1,11],[2,1,2,2],[2,3,2,4],[2,8,2,9],[3,1,3,2],[3,3,3,4],[3,8,3,9],[4,1,4,2],[4,3,4,4],[4,8,4,9],[5,1,5,2],[5,3,5,4],[5,8,5,9],[6,1,6,2],[6,3,6,4],[6,8,6,9],[7,1,7,2],[7,3,7,4],[7,8,7,9],[8,1,8,2],[8,3,8,4],[8,8,8,9],[9,1,9,2],[9,3,9,4],[9,8,9,9],[10,1,10,2],[10,3,10,4],[10,8,10,9],[11,1,11,2],[11,3,11,4],[11,8,11,9],[12,1,12,2],[12,3,12,4],[12,8,12,9],[13,1,13,2],[13,3,13,4],[13,8,13,9],[14,0,14,6],[14,8,14,9]],"flags":["formulas_cached_only"]}
["总价措施项目清单计价表","","","","","","","","","","",""]
["工程名称：","","凉山州科教园区暨医学类教育服务项目\\学生宿舍6-6#【6-6#学生宿舍-防排烟】","","","","标段：","","","","",""]
["序 号","项目编码","","项目名称","","计算基础","费率\r\n（%）","金额\r\n（元）","调整费率\r\n(%)","","调整后\r\n金额(元)","备注"]
["1","031302001001","","安全文明施工费",""," "," ","7120.36","","",""," "]
["1.1","①","","环境保护费","","分部分项工程及单价措施项目(定额人工费+定额机械费)","1.1","563.48","","",""," "]
["1.2","②","","文明施工费","","分部分项工程及单价措施项目(定额人工费+定额机械费)","2.5","1280.64","","",""," "]
["1.3","③","","安全施工费","","分部分项工程及单价措施项目(定额人工费+定额机械费)","3.9","1997.80","","",""," "]
["1.4","④","","临时设施费","","分部分项工程及单价措施项目(定额人工费+定额机械费)","6.4","3278.44","","",""," "]
["2","031302002001","","夜间施工增加费",""," "," ","245.88","","",""," "]
["3","031302003001","","非夜间施工增加",""," "," ","","","",""," "]
["4","031302004001","","二次搬运费",""," "," ","117.82","","",""," "]
["5","031302005001","","冬雨季施工增加费",""," "," ","184.41","","",""," "]
["6","031302006001","","已完工程及设备保护费",""," "," ","","","",""," "]
["7","031302008001","","工程定位复测费",""," "," ","46.10","","",""," "]
["合　　计","","","","","","","7714.57","-","","-","-"]

{"sheet":"H 规费、税金项目清单计价表(表-13)【学生宿舍6-6#~2","index":186,"n_rows":7,"n_cols":6,"rows_kept":7,"merged":[[0,0,0,5],[1,1,1,2],[1,3,1,4],[6,0,6,4]],"flags":["formulas_cached_only"]}
["规费、税金项目计价表","","","","",""]
["工程名称：","凉山州科教园区暨医学类教育服务项目\\学生宿舍6-6#【6-6#学生宿舍-防排烟】","","标段：","",""]
["序号","项目名称","计算基础","计算基数","计算费率（％）","金额(元)"]
["1","规费","分部分项定额人工费+单价措施项目定额人工费","48154.99","8.36","4025.76"]
["2","销项增值税额","分部分项工程费+措施项目费+其他项目费+规费+按实计算费用+创优质工程奖补偿奖励费-按规定不计税的工程设备金额-除税甲供材料（设备）费","215651.88","9","19408.67"]
["3","附加税","分部分项工程费+措施项目费+其他项目费+规费+按实计算费用+创优质工程奖补偿奖励费-按规定不计税的工程设备金额-除税甲供材料（设备）费","215651.88","0.313","674.99"]
["合计","","","","","24109.42"]

{"sheet":"L.2 承包人提供主要材料和工程设备一览表(表-21)【~19","index":187,"n_rows":27,"n_cols":10,"rows_kept":27,"merged":[[0,0,0,9],[1,1,1,4],[1,5,1,7],[1,8,1,9],[2,4,2,5],[3,4,3,5],[4,4,4,5],[5,4,5,5],[6,4,6,5],[7,4,7,5],[8,4,8,5],[9,4,9,5],[10,4,10,5],[11,4,11,5],[12,4,12,5],[13,4,13,5],[14,4,14,5],[15,4,15,5],[16,4,16,5],[17,4,17,5],[18,4,18,5],[19,4,19,5],[20,4,20,5],[21,4,21,5],[22,4,22,5],[23,4,23,5],[24,4,24,5],[25,4,25,5],[26,4,26,5]],"flags":["formulas_cached_only"]}
[" 承包人提供主要材料和工程设备一览表\r\n（适用造价信息差额调整法）","","","","","","","","",""]
["工程名称：","凉山州科教园区暨医学类教育服务项目\\学生宿舍6-6#【6-6#学生宿舍-防排烟】","","","","标段：","","","",""]
["序号","名称、规格、型号","单位","数量","风险系数(%)","","基准单价(元)","投标单价(元)","发承包人确认单价(元)","备注"]
["1","离心式管道风机800（m3/h）","台","1"," ","","1485.00","",""," "]
["2","管道式换气扇P-150(带止回功能)","台","360"," ","","95.00","",""," "]
["3","防雨百叶带过滤网 600*300","个","3.03"," ","","137.70","",""," "]
["4","隔墙用百叶窗换气扇","台","1"," ","","95.00","",""," "]
["5","280℃排烟防火阀 1000*250","个","1.01"," ","","257.40","",""," "]
["6","280℃排烟防火阀 1250*200","个","1.01"," ","","263.70","",""," "]
["7","280℃排烟防火阀 1250*400","个","1.01"," ","","324.90","",""," "]
["8","防鼠防虫网 10*10","个","2.02"," ","","90.00","",""," "]
["9","离心式管道风机1500（m3/h）","台","1"," ","","1552.50","",""," "]
["10","离心式管道风机700（m3/h）","台","1"," ","","1350.00","",""," "]
["11","XBDZ型壁式轴流风机1200（m3/h）","台","1"," ","","432.00","",""," "]
["12","70℃防火阀 600*300","个","1.01"," ","","221.40","",""," "]
["13","单层格栅风口带风阀 400*300","个","2.02"," ","","104.40","",""," "]
["14","单层格栅风口带风阀 500*400","个","1.01"," ","","133.00","",""," "]
["15","φ250金属风帽","个","172"," ","","117.00","",""," "]
["16","防雨百叶带过滤网 200*160","个","14.14"," ","","85.00","",""," "]
["17","防雨百叶带过滤网 500*400","个","2.02"," ","","143.10","",""," "]
["18","离子除臭发生器 1200m3/h，2KW","台","1"," ","","6300.00","",""," "]
["19","防火玻璃","m2","76.033"," ","","245.00","",""," "]
["20","防雨百叶带过滤网 300*200","个","1.01"," ","","99.00","",""," "]
["21","镀锌钢板 0.75mm","m2","261.688"," ","","29.27","",""," "]
["22","镀锌钢板 1.0mm","m2","16.945"," ","","37.37","",""," "]
["23","铝箔离心玻璃棉板","m3","19.683"," ","","720.00","",""," "]
["24","无石棉纤维增强硅酸盐板","m3","51.717"," ","","63.00","",""," "]

{"sheet":"E.3 单位工程招标控制价汇总表(表-04)【教师周转房 9~","index":188,"n_rows":23,"n_cols":5,"rows_kept":23,"merged":[[0,0,0,4],[1,0,1,1],[2,1,2,2],[3,1,3,2],[4,1,4,2],[5,1,5,2],[6,1,6,2],[7,1,7,2],[8,1,8,2],[9,1,9,2],[10,1,10,2],[11,1,11,2],[12,1,12,2],[13,1,13,2],[14,1,14,2],[15,1,15,2],[16,1,16,2],[17,1,17,2],[18,1,18,2],[19,1,19,2],[20,1,20,2],[21,1,21,2],[22,0,22,2]],"flags":["formulas_cached_only"]}
["单位工程招标控制价汇总表","","","",""]
["工程名称：","","凉山州科教园区暨医学类教育服务项目\\教师周转房 9#-1【9#-1教师周转房-消防电气】","标段：",""]
["序号","汇总内容","","金  额（元）","其中:暂估价(元)"]
["1","分部分项及单价措施项目","","135118.24"," "]
[" ","火灾报警系统 ","","63957.29"," "]
[" ","防火门监控系统 ","","22169.01"," "]
[" ","电气火灾监控系统 ","","2693.99"," "]
[" ","消防设备电源监控系统 ","","4415.04"," "]
[" ","集中控制应急照明系统 ","","40065.13"," "]
["2","总价措施项目","","8133.56","-"]
["2.1","其中：安全文明施工费","","7507.06","-"]
["3","其他项目",""," ","-"]
["3.1","其中：暂列金额",""," ","-"]
["3.2","其中：专业工程暂估价",""," ","-"]
["3.3","其中：计日工",""," ","-"]
["3.4","其中：总承包服务费",""," ","-"]
["4","规费","","4467.45","-"]
["5","创优质工程奖补偿奖励费",""," ","-"]
["6","税前不含税工程造价","","147719.25","-"]
["6.1","其中：除税甲供材料（设备）费",""," ","-"]
["7","销项增值税额","","13294.73","-"]
["8","附加税","","462.36","-"]
[" 招标控制价/投标报价总价合计=税前不含税工程造价+销项增值税额+附加税","","","161476.34"," "]

{"sheet":"F.1.1 分部分项工程和单价措施项目清单与计价表(表-~34","index":189,"n_rows":80,"n_cols":11,"rows_kept":80,"merged":[[0,0,0,10],[1,0,1,1],[1,2,1,6],[1,7,1,8],[1,9,1,10],[2,0,4,0],[2,1,4,2],[2,3,4,3],[2,4,4,4],[2,5,4,5],[2,6,4,7],[2,8,2,10],[3,8,4,8],[3,9,4,9],[5,1,5,2],[5,3,5,4],[5,6,5,7],[6,1,6,2],[6,6,6,7],[7,1,7,2],[7,6,7,7],[8,1,8,2],[8,6,8,7],[9,1,9,2],[9,6,9,7],[10,1,10,2],[10,6,10,7],[11,1,11,2],[11,6,11,7],[12,1,12,2],[12,6,12,7],[13,1,13,2],[13,6,13,7],[14,1,14,2],[14,6,14,7],[15,1,15,2],[15,6,15,7],[16,1,16,2],[16,6,16,7],[17,1,17,2],[17,6,17,7],[18,1,18,2],[18,6,18,7],[19,1,19,2],[19,6,19,7],[20,1,20,2],[20,6,20,7],[21,1,21,2],[21,6,21,7],[22,1,22,2],[22,6,22,7],[23,1,23,2],[23,6,23,7],[24,1,24,2],[24,6,24,7],[25,1,25,2],[25,3,25,4],[25,6,25,7],[26,1,26,2],[26,3,26,4],[26,6,26,7],[27,1,27,2],[27,6,27,7],[28,1,28,2],[28,6,28,7],[29,1,29,2],[29,6,29,7],[30,1,30,2],[30,6,30,7],[31,1,31,2],[31,3,31,4],[31,6,31,7],[32,1,32,2],[32,3,32,4],[32,6,32,7],[33,1,33,2],[33,6,33,7],[34,1,34,2],[34,6,34,7],[35,1,35,2],[35,3,35,4],[35,6,35,7],[36,1,36,2],[36,3,36,4],[36,6,36,7],[37,1,37,2],[37,6,37,7],[38,1,38,2],[38,6,38,7],[39,1,39,2],[39,6,39,7],[40,1,40,2],[40,3,40,4],[40,6,40,7],[41,1,41,2],[41,3,41,4],[41,6,41,7],[42,1,42,2],[42,6,42,7],[43,1,43,2],[43,6,43,7],[44,1,44,2],[44,6,44,7],[45,1,45,2],[45,6,45,7],[46,1,46,2],[46,6,46,7],[47,1,47,2],[47,6,47,7],[48,1,48,2],[48,6,48,7],[49,1,49,2],[49,6,49,7],[50,1,50,2],[50,6,50,7],[51,1,51,2],[51,6,51,7],[52,1,52,2],[52,6,52,7],[53,1,53,2],[53,3,53,4],[53,6,53,7],[54,1,54,2],[54,3,54,4],[54,6,54,7],[55,1,55,2],[55,3,55,4],[55,6,55,7],[56,1,56,2],[56,6,56,7],[57,1,57,2],[57,3,57,4],[57,6,57,7],[58,1,58,2],[58,3,58,4],[58,6,58,7],[59,1,59,2],[59,6,59,7],[60,1,60,2],[60,6,60,7],[61,1,61,2],[61,6,61,7],[62,1,62,2],[62,6,62,7],[63,1,63,2],[63,6,63,7],[64,1,64,2],[64,6,64,7],[65,1,65,2],[65,6,65,7],[66,1,66,2],[66,6,66,7],[67,1,67,2],[67,6,67,7],[68,1,68,2],[68,6,68,7],[69,1,69,2],[69,6,69,7],[70,1,70,2],[70,6,70,7],[71,1,71,2],[71,6,71,7],[72,1,72,2],[72,6,72,7],[73,1,73,2],[73,6,73,7],[74,1,74,2],[74,6,74,7],[75,1,75,2],[75,6,75,7],[76,1,76,2],[76,6,76,7],[77,1,77,2],[77,3,77,4],[77,6,77,7],[78,1,78,2],[78,3,78,4],[78,6,78,7],[79,0,79,8]],"flags":["formulas_cached_only"]}
["分部分项工程和单价措施项目清单与计价表","","","","","","","","","",""]
["工程名称：","","凉山州科教园区暨医学类教育服务项目\\教师周转房 9#-1【9#-1教师周转房-消防电气】","","","","","标段：","","",""]
["序号","项目编码","","项目名称","项目特征","计量\r\n单位","工程\r\n量","","金额（元）","",""]
["","","","","","","","","综合单价","合价","其   中"]
["","","","","","","","","","","暂估价"]
[" "," ","","火灾报警系统 ",""," "," ",""," "," "," "]
["1","030904008016","","消防接线端子箱","1.名称：消防端子箱（含各系统的并接端子排）\r\n2.规格：20对\r\n3.类型：详设计 \r\n4.输出形式：综合考虑\r\n5.其他详设计及满足规范要求","台","10","","148.24","1482.40",""]
["2","030904008017","","模块箱","1.名称：模块箱\r\n2.规格：详设计\r\n3.类型：详设计 \r\n4.输出形式：综合考虑\r\n5.其他详设计及满足规范要求","台","2","","141.49","282.98",""]
["3","030904001018","","感烟探测器（编码型）","1.名称：感烟探测器（编码型） \r\n2.规格：详设计 \r\n3.线制：详设计 \r\n4.类型：综合考虑\r\n5.其他详设计及满足规范要求","个","123","","73.44","9033.12",""]
["4","030904005022","","声光警报器","1.名称：声光警报器\r\n2.规格：详设计\r\n3.安装方式：墙上明设,底边距地2.3米\r\n4.其他详设计及满足规范要求","个","13","","135.96","1767.48",""]
["5","030904003023","","带电话插孔手报按钮","1.名称：带电话插孔手报按钮\r\n2.规格：详设计\r\n3.其他详设计及满足规范要求","个","11","","113.01","1243.11",""]
["6","030904003024","","消火栓按钮","1.名称：消火栓按钮 \r\n2.规格：详设计\r\n3.其他详设计及满足规范要求","个","42","","155.40","6526.80",""]
["7","030904006025","","火警专用电话","1.名称：火警专用电话 \r\n2.规格：详设计\r\n3安装方式：壁装\r\n4.其他详设计及满足规范要求","个","3","","98.59","295.77",""]
["8","030904008026","","输入模块","1.名称：输入模块 \r\n2.规格：详设计 \r\n3.类型：详设计  \r\n4.输出形式：综合考虑\r\n5.其他详设计及满足规范要求","个","32","","315.89","10108.48",""]
["9","030904008027","","输入输出模块","1.名称：输入输出模块 \r\n2.规格：详设计 \r\n3.类型：详设计  \r\n4.输出形式：综合考虑\r\n5.其他详设计及满足规范要求","个","7","","377.17","2640.19",""]
["10","030904008029","","总线隔离器","1.名称：总线隔离器\r\n2.规格：详设计 \r\n3.类型：详设计  \r\n4.输出形式：综合考虑\r\n5.其他详设计及满足规范要求","个","11","","312.49","3437.39",""]
["11","030504002022","","火灾显示盘","1.名称：火灾显示盘\r\n2.规格：满足使用要求\r\n3.安装方式;综合\r\n4.接线端子压线,单体调试\r\n5.其他要求：满足相关标准图集、规范、设计及验收要求等","台","10","","1074.10","10741.00",""]
["12","030411001045","","可挠金属套管 DN20","1.名称：配管\r\n2.材质：可挠金属套管 \r\n3.规格：DN20\r\n4.配置形式：综合考虑 \r\n5.接地要求：详设计 \r\n6.钢索材质、规格：详设计 \r\n7.其他详设计及满足规范要求","m","184.5","","12.49","2304.41",""]
["13","030411004056","","配线 WDZBN-BYJ-2.5mm2","1.名称：配线 \r\n2.配线形式：综合考虑 \r\n3.型号：WDZBN-BYJ\r\n4.规格：2.5mm2 \r\n5.材质：铜芯线 \r\n6.配线部位：综合考虑 \r\n7.配线线制：详设计 \r\n8.钢索材质、规格：详设计\r\n9.其他详设计及满足规范要求","m","739.82","","3.49","2581.97",""]
["14","030411004057","","配线 WDZBN-BYJ-4mm2","1.名称：配线 \r\n2.配线形式：综合考虑 \r\n3.型号：WDZBN-BYJ\r\n4.规格：4mm2 \r\n5.材质：铜芯线 \r\n6.配线部位：综合考虑 \r\n7.配线线制：详设计 \r\n8.钢索材质、规格：详设计\r\n9.其他详设计及满足规范要求","m","272.2","","4.08","1110.58",""]
["15","030411004058","","配线 WDZCN-RYS-2*1.5mm2","1.名称：配线 \r\n2.配线形式：综合考虑 \r\n3.型号：WDZBN-RYS \r\n4.规格：2*1.5mm2 \r\n5.材质：铜芯软线 \r\n6.配线部位：综合考虑 \r\n7.配线线制：详设计 \r\n8.钢索材质、规格：详设计\r\n9.其他详设计及满足规范要求","m","1310.55","","3.83","5019.41",""]
["16","030411004058","","配线 WDZCN-RYJS-2*1.5mm2","1.名称：配线 \r\n2.配线形式：综合考虑 \r\n3.型号：WDZCN-RYJS \r\n4.规格：2*1.5mm2 \r\n5.材质：铜芯软线 \r\n6.配线部位：综合考虑 \r\n7.配线线制：详设计 \r\n8.钢索材质、规格：详设计\r\n9.其他详设计及满足规范要求","m","469.82","","3.83","1799.41",""]
["17","030905003165","","防火控制装置调试 正压送风阀、排烟阀、防火阀","1.调试内容：正压送风阀、排烟阀、防火阀\r\n2.数量：该标段内的本区域\r\n3.满足验收规范要求，出具调试报告\r\n4.其他要求：满足相关标准图集、规范、设计及验收要求等","个","1","","132.83","132.83",""]
["18","030905003166","","防火控制装置调试 广播、通讯分机及插孔","1.调试内容：广播喇叭及音箱、通讯分机及插孔\r\n2.数量：含本项目全部点位\r\n3.满足验收规范要求，出具调试报告\r\n4.其他要求：满足相关标准图集、规范、设计及验收要求等","个","14","","50.16","702.24",""]
["19","030905003169","","防火控制装置调试(电梯)","1.名称:防火控制装置调试 \r\n2.类型:消防电梯调试\r\n3.满足验收规范要求，出具调试报告\r\n4.其他要求：满足相关标准图集、规范、设计及验收要求等","部","2","","1373.86","2747.72",""]
[" "," ","","分部小计 ",""," "," ",""," ","63957.29"," "]
[" "," ","","防火门监控系统 ",""," "," ",""," "," "," "]
["20","030507009013","","消防防火门监控区域分机","1.名称:消防防火门监控区域分机\r\n2.类型:消防防火门监控\r\n3.规格：TFJ-2012\r\n4.安装方式：综合考虑\r\n5.其他：满足设计、规范、相关图集及招标文件要求","台","1","","1733.25","1733.25",""]
["21","030904008074","","防火门控制模块","1.名称：防火门控制模块\r\n2.规格：二总线通讯,无极性,监视常闭防火门状态 \r\n3.类型：详设计 \r\n4.输出形式：综合考虑\r\n5.其他详设计及满足规范要求","个","41","","338.14","13863.74",""]
["22","030507001075","","门磁开关","1.名称：门磁开关 \r\n2.类别：智能型,金属外壳,可直接接入防火门系统中,可用于单扇或双扇常闭防火门,占用一个地址,参考感应距离≤15mm。 \r\n3.探测范围：综合考虑 \r\n4.安装方式：综合考虑\r\n5.其他详设计及满足规范要求","套","41","","118.89","4874.49",""]
["23","030411004078","","配线 WDZN-RYS-2*1.5mm2","1.名称：配线 \r\n2.配线形式：综合考虑 \r\n3.型号：WDZN-RYS \r\n4.规格：2*1.5mm2 \r\n5.材质：铜芯软线 \r\n6.配线部位：综合考虑 \r\n7.配线线制：详设计 \r\n8.钢索材质、规格：详设计\r\n9.其他详设计及满足规范要求","m","443.22","","3.83","1697.53",""]
[" "," ","","分部小计 ",""," "," ",""," ","22169.01"," "]
[" "," ","","电气火灾监控系统 ",""," "," ",""," "," "," "]
["24","030503006082","","电气火灾监控模块","1.名称：电气火灾监控模块\r\n2.类别：详设计 \r\n3.功能：综合考虑 \r\n4.规格：详设计\r\n5.其他详设计及满足规范要求","台","4","","460.54","1842.16",""]
["25","030411004081","","配线 WDZN-RYS-2*1.5mm2","1.名称：配线 \r\n2.配线形式：综合考虑 \r\n3.型号：WDZN-RYSP\r\n4.规格：2*1.5mm2 \r\n5.材质：铜芯软线 \r\n6.配线部位：综合考虑 \r\n7.配线线制：详设计 \r\n8.钢索材质、规格：详设计\r\n9.其他详设计及满足规范要求","m","222.41","","3.83","851.83",""]
[" "," ","","分部小计 ",""," "," ",""," ","2693.99"," "]
[" "," ","","消防设备电源监控系统 ",""," "," ",""," "," "," "]
["26","030503006082","","消防设备电源监控模块","1.名称：消防设备电源监控模块 \r\n2.类别：详设计 \r\n3.功能：综合考虑 \r\n4.规格：详设计\r\n5.其他详设计及满足规范要求","台","4","","480.34","1921.36",""]
["27","030411004084","","配线 WDZCN-RYSP-2*1.5mm2","1.名称：配线 \r\n2.配线形式：综合考虑 \r\n3.型号：WDZCN-RYSP\r\n4.规格：2*1.5mm2 \r\n5.材质：铜芯软线 \r\n6.配线部位：综合考虑 \r\n7.配线线制：详设计 \r\n8.钢索材质、规格：详设计\r\n9.其他详设计及满足规范要求","m","276.21","","5.76","1590.97",""]
["28","030411004085","","配线 WDZBN-BYJ-1.5mm2","1.名称：配线 \r\n2.配线形式：综合考虑 \r\n3.型号：WDZBN-BYJ\r\n4.规格：1.5mm2 \r\n5.材质：铜芯线 \r\n6.配线部位：综合考虑 \r\n7.配线线制：详设计 \r\n8.钢索材质、规格：详设计\r\n9.其他详设计及满足规范要求","m","352.62","","2.56","902.71",""]
[" "," ","","分部小计 ",""," "," ",""," ","4415.04"," "]
[" "," ","","集中控制应急照明系统 ",""," "," ",""," "," "," "]
["29","030404017007","","A型应急照明集中电源 KW-D-0.6KVA","1.名称：A型应急照明集中电源\r\n2.规格、型号：KW-D-0.6KVA\r\n3.安装形式：挂墙安装\r\n4.不含端子板外部接线、压铜接线端子\r\n5.含支架、开孔，配线，盘柜防火，堵洞等成套配置","台","2","","2053.71","4107.42",""]
["30","030412004081","","集中电源集中控制型消防应急标志灯(单面单向) KW-BLJC-1LEⅡ0.3W-915A","1.名称：集中电源集中控制型消防应急标志灯(单面单向)  \r\n2.规格、型号：KW-BLJC-1LEⅡ0.3W-915A\r\n3.安装形式：嵌墙安装,底边距地面0.5m\r\n4.满足设计图纸及验收规范要求","套","79","","58.52","4623.08",""]
["31","030412004081","","楼层显示标志灯","1.名称：楼层显示标志灯\r\n2.规格、型号：详设计\r\n3.安装形式：壁装,底边距地面2.5m\r\n4.满足设计图纸及验收规范要求","套","22","","74.88","1647.36",""]
["32","030412004080","","集中电源集中控制型安全出口标志灯 KW-BLJC-1OEⅡ0.3W-918AA","1.名称：集中电源集中控制型安全出口标志灯   \r\n2.规格、型号：KW-BLJC-1OEⅡ0.3W-918AA\r\n3.安装形式：挂墙安装,门楣上0.1m\r\n4.满足设计图纸及验收规范要求","套","3","","63.79","191.37",""]
["33","030412004080","","集中电源集中控制型疏散出口标志灯 KW-BLJC-1OEⅡ0.3W-918A","1.名称：集中电源集中控制型疏散出口标志灯   \r\n2.规格、型号：KW-BLJC-1OEⅡ0.3W-918A \r\n3.安装形式：挂墙安装,门楣上0.1m\r\n4.满足设计图纸及验收规范要求","套","41","","58.52","2399.32",""]
["34","030412004080","","集中电源集中控制型消防应急照明灯 KW-ZFJC-E5W-835B,600lm","1.名称：集中电源集中控制型消防应急照明灯   \r\n2.规格、型号：KW-ZFJC-E5W-835B,600lm\r\n3.安装形式：吸顶安装 \r\n4.满足设计图纸及验收规范要求","套","133","","63.90","8498.70",""]
["35","030412004080","","集中电源集中控制型消防应急照明灯（室外型） KW-ZFJC-E5W-835B,600lm","1.名称：集中电源集中控制型消防应急照明灯（室外型） \r\n2.规格、型号：KW-ZFJC-E5W-835B,600lm\r\n3.安装形式：壁装,底边距地面2.5m/门楣上0.1m，在室外或地面上设置时,防护等级不低于IP67。\r\n4.满足设计图纸及验收规范要求","套","3","","67.42","202.26",""]
["36","030404032090","","无端子外部接线 ≤2.5mm2","1.名称：无端子外部接线 \r\n2.型号、规格：≤2.5mm2  \r\n3.满足设计图纸及验收规范要求","个","60","","8.32","499.20",""]
["37","030411004081","","配线 WDZCN-RYJS-2*2.5mm2","1.名称：配线 \r\n2.配线形式：综合考虑 \r\n3.型号：WDZCN-RYJS\r\n4.规格：2*2.5mm2\r\n5.材质：铜芯软线 \r\n6.配线部位：综合考虑 \r\n7.配线线制：详设计 \r\n8.钢索材质、规格：详设计\r\n9.其他详设计及满足规范要求","m","1745.48","","4.37","7627.75",""]
["38","030411004084","","配线 WDZCN-RYJSP-2*1.5mm2","1.名称：配线 \r\n2.配线形式：综合考虑 \r\n3.型号：WDZCN-RYJSP\r\n4.规格：2*1.5mm2 \r\n5.材质：铜芯软线 \r\n6.配线部位：综合考虑 \r\n7.配线线制：详设计 \r\n8.钢索材质、规格：详设计\r\n9.其他详设计及满足规范要求","m","225.2","","5.76","1297.15",""]
["39","030411001089","","金属软管 DN20","1.名称：金属软管 \r\n2.材质：过塑金属 \r\n3.规格： DN20\r\n4.其他：满足施工规范、验收规范及设计要求","m","199.5","","44.97","8971.52",""]
[" "," ","","分部小计 ",""," "," ",""," ","40065.13"," "]
[" "," ","","单价措施项目清单 ",""," "," ",""," "," "," "]
[" "," ","","其他措施项目 ",""," "," ",""," "," "," "]
["40","031302007001","","高层施工增加费"," ","项"," ",""," ","",""]
[" "," ","","分部小计 ",""," "," ",""," "," "," "]
[" "," ","","专业措施项目 ",""," "," ",""," "," "," "]
["41","031301001001","","吊装加固"," ","项"," ",""," ","",""]
["42","031301002001","","金属抱杆安装拆除、移位"," ","项"," ",""," ","",""]
["43","031301003001","","平台铺设、拆除"," ","项"," ",""," ","",""]
["44","031301004001","","顶升、提升装置"," ","项"," ",""," ","",""]
["45","031301005001","","大型设备专用机具"," ","项"," ",""," ","",""]
["46","031301006001","","焊接工艺评定"," ","项"," ",""," ","",""]
["47","031301007001","","胎（模）具制作、安装、拆除"," ","项"," ",""," ","",""]
["48","031301008001","","防护棚制作安装拆除"," ","项"," ",""," ","",""]
["49","031301009001","","特殊地区施工增加"," ","项"," ",""," ","",""]
["50","031301010001","","安装与生产同时进行施工增加"," ","项"," ",""," ","",""]
["51","031301011001","","在有害身体健康环境中施工增加"," ","项"," ",""," ","",""]
["52","031301012001","","工程系统检测、检验"," ","项"," ",""," ","",""]
["53","031301013001","","设备、管道施工的安全、防冻和焊接保护"," ","项"," ",""," ","",""]
["54","031301014001","","焦炉烘炉、热态工程"," ","项"," ",""," ","",""]
["55","031301015001","","管道安拆后的充气保护"," ","项"," ",""," ","",""]
["56","031301016001","","隧道内施工的通风、供水、供气、供电、照明及通讯设施"," ","项"," ",""," ","",""]
["57","031301017001","","脚手架搭拆"," ","项","1","","1817.78","1817.78",""]
["58","031301018001","","其他措施"," ","项"," ",""," ","",""]
[" "," ","","分部小计 ",""," "," ",""," ","1817.78"," "]
[" "," ","","分部小计 ",""," "," ",""," ","1817.78"," "]
["合　　计","","","","","","","","","135118.24",""]

{"sheet":"F.4 总价措施项目清单计价表(表-11)【教师周转房 9#~","index":190,"n_rows":15,"n_cols":12,"rows_kept":15,"merged":[[0,0,0,11],[1,0,1,1],[1,2,1,5],[1,6,1,7],[1,8,1,11],[2,1,2,2],[2,3,2,4],[2,8,2,9],[3,1,3,2],[3,3,3,4],[3,8,3,9],[4,1,4,2],[4,3,4,4],[4,8,4,9],[5,1,5,2],[5,3,5,4],[5,8,5,9],[6,1,6,2],[6,3,6,4],[6,8,6,9],[7,1,7,2],[7,3,7,4],[7,8,7,9],[8,1,8,2],[8,3,8,4],[8,8,8,9],[9,1,9,2],[9,3,9,4],[9,8,9,9],[10,1,10,2],[10,3,10,4],[10,8,10,9],[11,1,11,2],[11,3,11,4],[11,8,11,9],[12,1,12,2],[12,3,12,4],[12,8,12,9],[13,1,13,2],[13,3,13,4],[13,8,13,9],[14,0,14,6],[14,8,14,9]],"flags":["formulas_cached_only"]}
["总价措施项目清单计价表","","","","","","","","","","",""]
["工程名称：","","凉山州科教园区暨医学类教育服务项目\\教师周转房 9#-1【9#-1教师周转房-消防电气】","","","","标段：","","","","",""]
["序 号","项目编码","","项目名称","","计算基础","费率\r\n（%）","金额\r\n（元）","调整费率\r\n(%)","","调整后\r\n金额(元)","备注"]
["1","031302001001","","安全文明施工费",""," "," ","7507.06","","",""," "]
["1.1","①","","环境保护费","","分部分项工程及单价措施项目(定额人工费+定额机械费)","1.1","594.08","","",""," "]
["1.2","②","","文明施工费","","分部分项工程及单价措施项目(定额人工费+定额机械费)","2.5","1350.19","","",""," "]
["1.3","③","","安全施工费","","分部分项工程及单价措施项目(定额人工费+定额机械费)","3.9","2106.30","","",""," "]
["1.4","④","","临时设施费","","分部分项工程及单价措施项目(定额人工费+定额机械费)","6.4","3456.49","","",""," "]
["2","031302002001","","夜间施工增加费",""," "," ","259.24","","",""," "]
["3","031302003001","","非夜间施工增加",""," "," ","","","",""," "]
["4","031302004001","","二次搬运费",""," "," ","124.22","","",""," "]
["5","031302005001","","冬雨季施工增加费",""," "," ","194.43","","",""," "]
["6","031302006001","","已完工程及设备保护费",""," "," ","","","",""," "]
["7","031302008001","","工程定位复测费",""," "," ","48.61","","",""," "]
["合　　计","","","","","","","8133.56","-","","-","-"]

{"sheet":"H 规费、税金项目清单计价表(表-13)【教师周转房 9#-~","index":191,"n_rows":7,"n_cols":6,"rows_kept":7,"merged":[[0,0,0,5],[1,1,1,2],[1,3,1,4],[6,0,6,4]],"flags":["formulas_cached_only"]}
["规费、税金项目计价表","","","","",""]
["工程名称：","凉山州科教园区暨医学类教育服务项目\\教师周转房 9#-1【9#-1教师周转房-消防电气】","","标段：","",""]
["序号","项目名称","计算基础","计算基数","计算费率（％）","金额(元)"]
["1","规费","分部分项定额人工费+单价措施项目定额人工费","53438.40","8.36","4467.45"]
["2","销项增值税额","分部分项工程费+措施项目费+其他项目费+规费+按实计算费用+创优质工程奖补偿奖励费-按规定不计税的工程设备金额-除税甲供材料（设备）费","147719.25","9","13294.73"]
["3","附加税","分部分项工程费+措施项目费+其他项目费+规费+按实计算费用+创优质工程奖补偿奖励费-按规定不计税的工程设备金额-除税甲供材料（设备）费","147719.25","0.313","462.36"]
["合计","","","","","18224.54"]

{"sheet":"L.2 承包人提供主要材料和工程设备一览表(表-21)【教师~","index":192,"n_rows":38,"n_cols":10,"rows_kept":38,"merged":[[0,0,0,9],[1,1,1,4],[1,5,1,7],[1,8,1,9],[2,4,2,5],[3,4,3,5],[4,4,4,5],[5,4,5,5],[6,4,6,5],[7,4,7,5],[8,4,8,5],[9,4,9,5],[10,4,10,5],[11,4,11,5],[12,4,12,5],[13,4,13,5],[14,4,14,5],[15,4,15,5],[16,4,16,5],[17,4,17,5],[18,4,18,5],[19,4,19,5],[20,4,20,5],[21,4,21,5],[22,4,22,5],[23,4,23,5],[24,4,24,5],[25,4,25,5],[26,4,26,5],[27,4,27,5],[28,4,28,5],[29,4,29,5],[30,4,30,5],[31,4,31,5],[32,4,32,5],[33,4,33,5],[34,4,34,5],[35,4,35,5],[36,4,36,5],[37,4,37,5]],"flags":["formulas_cached_only"]}
[" 承包人提供主要材料和工程设备一览表\r\n（适用造价信息差额调整法）","","","","","","","","",""]
["工程名称：","凉山州科教园区暨医学类教育服务项目\\教师周转房 9#-1【9#-1教师周转房-消防电气】","","","","标段：","","","",""]
["序号","名称、规格、型号","单位","数量","风险系数(%)","","基准单价(元)","投标单价(元)","发承包人确认单价(元)","备注"]
["1","消防接线端子箱","台","10"," ","","61.20","",""," "]
["2","模块箱","台","2"," ","","61.20","",""," "]
["3","感烟探测器（编码型）","个","123"," ","","23.36","",""," "]
["4","声光警报器","个","13"," ","","31.73","",""," "]
["5","消火栓按钮","个","42"," ","","22.82","",""," "]
["6","输入模块","个","32"," ","","25.86","",""," "]
["7","输入输出模块","个","7"," ","","30.49","",""," "]
["8","总线隔离器","个","11"," ","","19.35","",""," "]
["9","火灾显示盘","台","10"," ","","723.75","",""," "]
["10","配线 WDZBN-BYJ-2.5mm2","m","858.191"," ","","1.83","",""," "]
["11","配线 WDZBN-BYJ-4mm2","m","299.42"," ","","2.84","",""," "]
["12","消防防火门监控区域分机","台","1"," ","","945.00","",""," "]
["13","防火门控制模块","个","41"," ","","45.00","",""," "]
["14","门磁开关","套","41"," ","","90.00","",""," "]
["15","电气火灾监控模块","台","4"," ","","167.40","",""," "]
["16","配线 WDZN-RYS-2*1.5mm2","m","718.881"," ","","2.37","",""," "]
["17","消防设备电源监控模块","台","4"," ","","187.20","",""," "]
["18","配线 WDZCN-RYSP-2*1.5mm2","m","298.307"," ","","4.16","",""," "]
["19","配线 WDZBN-BYJ-1.5mm2","m","409.039"," ","","1.15","",""," "]
["20","集中电源集中控制型消防应急标志灯(单面单向) KW-BLJC-1LEⅡ0.3W-915A","套","79.79"," ","","27.00","",""," "]
["21","楼层显示标志灯","套","22.22"," ","","43.20","",""," "]
["22","集中电源集中控制型安全出口标志灯 KW-BLJC-1OEⅡ0.3W-918AA","套","3.03"," ","","32.22","",""," "]
["23","集中电源集中控制型疏散出口标志灯 KW-BLJC-1OEⅡ0.3W-918A","套","41.41"," ","","27.00","",""," "]
["24","集中电源集中控制型消防应急照明灯 KW-ZFJC-E5W-835B,600lm","套","134.33"," ","","32.40","",""," "]
["25","集中电源集中控制型消防应急照明灯（室外型） KW-ZFJC-E5W-835B,600lm","套","3.03"," ","","32.40","",""," "]
["26","无端子外部接线 ≤2.5mm2","个","60"," ","","4.50","",""," "]
["27","配线 WDZCN-RYJS-2*2.5mm2","m","1885.118"," ","","2.73","",""," "]
["28","配线 WDZCN-RYJSP-2*1.5mm2","m","243.216"," ","","4.16","",""," "]
["29","金属软管 DN20","m","205.485"," ","","2.45","",""," "]
["30","配线 WDZCN-RYS-2*1.5mm2","m","1415.394"," ","","2.37","",""," "]
["31","配线 WDZCN-RYJS-2*1.5mm2","m","507.406"," ","","2.37","",""," "]
["32","带电话插孔手报按钮","个","11"," ","","23.56","",""," "]
["33","火警专用电话","个","3"," ","","59.18","",""," "]
["34","可挠金属套管 DN20","m","195.57"," ","","2.70","",""," "]
["35","A型应急照明集中电源 KW-D-0.6KVA","台","2"," ","","1260.00","",""," "]

{"sheet":"E.3 单位工程招标控制价汇总表(表-04)【教师周转房 ~1","index":193,"n_rows":20,"n_cols":5,"rows_kept":20,"merged":[[0,0,0,4],[1,0,1,1],[2,1,2,2],[3,1,3,2],[4,1,4,2],[5,1,5,2],[6,1,6,2],[7,1,7,2],[8,1,8,2],[9,1,9,2],[10,1,10,2],[11,1,11,2],[12,1,12,2],[13,1,13,2],[14,1,14,2],[15,1,15,2],[16,1,16,2],[17,1,17,2],[18,1,18,2],[19,0,19,2]],"flags":["formulas_cached_only"]}
["单位工程招标控制价汇总表","","","",""]
["工程名称：","","凉山州科教园区暨医学类教育服务项目\\教师周转房 9#-1【9#-1教师周转房-消防水】","标段：",""]
["序号","汇总内容","","金  额（元）","其中:暂估价(元)"]
["1","分部分项及单价措施项目","","441338.73"," "]
[" ","0309 消火栓系统 ","","293678.24"," "]
[" ","0309 喷淋系统 ","","141671.86"," "]
["2","总价措施项目","","21879.97","-"]
["2.1","其中：安全文明施工费","","20194.65","-"]
["3","其他项目",""," ","-"]
["3.1","其中：暂列金额",""," ","-"]
["3.2","其中：专业工程暂估价",""," ","-"]
["3.3","其中：计日工",""," ","-"]
["3.4","其中：总承包服务费",""," ","-"]
["4","规费","","11660.84","-"]
["5","创优质工程奖补偿奖励费",""," ","-"]
["6","税前不含税工程造价","","474879.54","-"]
["6.1","其中：除税甲供材料（设备）费",""," ","-"]
["7","销项增值税额","","42739.16","-"]
["8","附加税","","1486.37","-"]
[" 招标控制价/投标报价总价合计=税前不含税工程造价+销项增值税额+附加税","","","519105.07"," "]

{"sheet":"F.1.1 分部分项工程和单价措施项目清单与计价表(表-~35","index":194,"n_rows":78,"n_cols":11,"rows_kept":78,"merged":[[0,0,0,10],[1,0,1,1],[1,2,1,6],[1,7,1,8],[1,9,1,10],[2,0,4,0],[2,1,4,2],[2,3,4,3],[2,4,4,4],[2,5,4,5],[2,6,4,7],[2,8,2,10],[3,8,4,8],[3,9,4,9],[5,1,5,2],[5,3,5,4],[5,6,5,7],[6,1,6,2],[6,6,6,7],[7,1,7,2],[7,6,7,7],[8,1,8,2],[8,6,8,7],[9,1,9,2],[9,6,9,7],[10,1,10,2],[10,6,10,7],[11,1,11,2],[11,6,11,7],[12,1,12,2],[12,6,12,7],[13,1,13,2],[13,6,13,7],[14,1,14,2],[14,6,14,7],[15,1,15,2],[15,6,15,7],[16,1,16,2],[16,6,16,7],[17,1,17,2],[17,6,17,7],[18,1,18,2],[18,6,18,7],[19,1,19,2],[19,6,19,7],[20,1,20,2],[20,6,20,7],[21,1,21,2],[21,6,21,7],[22,1,22,2],[22,6,22,7],[23,1,23,2],[23,6,23,7],[24,1,24,2],[24,6,24,7],[25,1,25,2],[25,6,25,7],[26,1,26,2],[26,3,26,4],[26,6,26,7],[27,1,27,2],[27,3,27,4],[27,6,27,7],[28,1,28,2],[28,6,28,7],[29,1,29,2],[29,6,29,7],[30,1,30,2],[30,6,30,7],[31,1,31,2],[31,6,31,7],[32,1,32,2],[32,6,32,7],[33,1,33,2],[33,6,33,7],[34,1,34,2],[34,6,34,7],[35,1,35,2],[35,6,35,7],[36,1,36,2],[36,6,36,7],[37,1,37,2],[37,6,37,7],[38,1,38,2],[38,6,38,7],[39,1,39,2],[39,6,39,7],[40,1,40,2],[40,6,40,7],[41,1,41,2],[41,6,41,7],[42,1,42,2],[42,6,42,7],[43,1,43,2],[43,6,43,7],[44,1,44,2],[44,6,44,7],[45,1,45,2],[45,6,45,7],[46,1,46,2],[46,6,46,7],[47,1,47,2],[47,6,47,7],[48,1,48,2],[48,6,48,7],[49,1,49,2],[49,6,49,7],[50,1,50,2],[50,6,50,7],[51,1,51,2],[51,3,51,4],[51,6,51,7],[52,1,52,2],[52,3,52,4],[52,6,52,7],[53,1,53,2],[53,3,53,4],[53,6,53,7],[54,1,54,2],[54,6,54,7],[55,1,55,2],[55,3,55,4],[55,6,55,7],[56,1,56,2],[56,3,56,4],[56,6,56,7],[57,1,57,2],[57,6,57,7],[58,1,58,2],[58,6,58,7],[59,1,59,2],[59,6,59,7],[60,1,60,2],[60,6,60,7],[61,1,61,2],[61,6,61,7],[62,1,62,2],[62,6,62,7],[63,1,63,2],[63,6,63,7],[64,1,64,2],[64,6,64,7],[65,1,65,2],[65,6,65,7],[66,1,66,2],[66,6,66,7],[67,1,67,2],[67,6,67,7],[68,1,68,2],[68,6,68,7],[69,1,69,2],[69,6,69,7],[70,1,70,2],[70,6,70,7],[71,1,71,2],[71,6,71,7],[72,1,72,2],[72,6,72,7],[73,1,73,2],[73,6,73,7],[74,1,74,2],[74,6,74,7],[75,1,75,2],[75,3,75,4],[75,6,75,7],[76,1,76,2],[76,3,76,4],[76,6,76,7],[77,0,77,8]],"flags":["formulas_cached_only"]}
["分部分项工程和单价措施项目清单与计价表","","","","","","","","","",""]
["工程名称：","","凉山州科教园区暨医学类教育服务项目\\教师周转房 9#-1【9#-1教师周转房-消防水】","","","","","标段：","","",""]
["序号","项目编码","","项目名称","项目特征","计量\r\n单位","工程\r\n量","","金额（元）","",""]
["","","","","","","","","综合单价","合价","其   中"]
["","","","","","","","","","","暂估价"]
[" "," ","","0309 消火栓系统 ",""," "," ",""," "," "," "]
["1","030901002001","","内外壁热浸镀锌钢管 DN65","1.安装部位：室内 \r\n2.材质：内外壁热浸镀锌加厚钢管\r\n3.型号、规格：DN65mm\r\n4.连接形式：卡箍连接\r\n5.含直管、管件费等\r\n6.按规范要求对管道进行吹扫、冲洗、水压试验等\r\n7.其它：满足设计及规范要求","m","1.78","","78.05","138.93",""]
["2","030901002002","","内外壁热浸镀锌钢管 DN100","1.安装部位：室内\r\n2.材质：内外壁热浸镀锌加厚钢管\r\n3.型号、规格：DN100mm\r\n4.连接形式：卡箍连接\r\n5.含直管、管件费等\r\n6.按规范要求对管道进行吹扫、冲洗、水压试验等\r\n7.其它：满足设计及规范要求","m","553.2","","111.23","61532.44",""]
["3","030901002002","","内外壁热浸镀锌钢管 DN150","1.安装部位：室内\r\n2.材质：内外壁热浸镀锌钢管\r\n3.型号、规格：DN150mm\r\n4.连接形式：卡箍连接\r\n5.含直管、管件费等\r\n6.按规范要求对管道进行吹扫、冲洗、水压试验等\r\n7.其它：满足设计及规范要求","m","132.84","","194.60","25850.66",""]
["4","030901002001","","内外壁热浸镀锌加厚钢管 DN65","1.安装部位：室内 \r\n2.材质：内外壁热浸镀锌加厚钢管\r\n3.型号、规格：DN65mm\r\n4.连接形式：卡箍连接\r\n5.含直管、管件费等\r\n6.按规范要求对管道进行吹扫、冲洗、水压试验等\r\n7.其它：满足设计及规范要求","m","303.43","","91.04","27624.27",""]
["5","030901002002","","内外壁热浸镀锌加厚钢管 DN100","1.安装部位：室内\r\n2.材质：内外壁热浸镀锌加厚钢管\r\n3.型号、规格：DN100mm\r\n4.连接形式：卡箍连接\r\n5.含直管、管件费等\r\n6.按规范要求对管道进行吹扫、冲洗、水压试验等\r\n7.其它：满足设计及规范要求","m","103.79","","123.49","12817.03",""]
["6","030901002002","","内外壁热浸镀锌加厚钢管 DN150","1.安装部位：室内\r\n2.材质：内外壁热浸镀锌加厚钢管\r\n3.型号、规格：DN150mm\r\n4.连接形式：卡箍连接\r\n5.含直管、管件费等\r\n6.按规范要求对管道进行吹扫、冲洗、水压试验等\r\n7.其它：满足设计及规范要求","m","429.18","","203.07","87153.58",""]
["7","031201001003","","管道刷油","1.名称：管道刷油\r\n2.标志色方式、品种：消火栓管刷樟丹二道,红色调和漆二道;自动喷水管刷樟丹二道,红色黄环调和漆二道。\r\n3.满足设计图纸及验收规范要求","m2","168.88","","7.91","1335.84",""]
["8","030807003004","","带锁定装置的双向型蝶阀 DN50","1.名称：带锁定装置的双向型蝶阀\r\n2.材质：详设计\r\n3.型号、规格：DN50mm \r\n4.连接形式：法兰连接\r\n5.其他：满足设计及规范要求","个","3","","189.05","567.15",""]
["9","030807003004","","带锁定装置的双向型蝶阀 DN65","1.名称：带锁定装置的双向型蝶阀\r\n2.材质：详设计\r\n3.型号、规格：DN65mm \r\n4.连接形式：法兰连接\r\n5.其他：满足设计及规范要求","个","1","","211.38","211.38",""]
["10","030807003005","","带锁定装置的双向型蝶阀 DN100","1.名称：带锁定装置的双向型蝶阀\r\n2.材质：详设计\r\n3.型号、规格：DN100mm \r\n4.连接形式：法兰连接\r\n5.其他：满足设计及规范要求","个","12","","356.73","4280.76",""]
["11","030807003005","","带锁定装置的双向型蝶阀 DN150","1.名称：带锁定装置的双向型蝶阀\r\n2.材质：详设计\r\n3.型号、规格：DN150mm \r\n4.连接形式：法兰连接\r\n5.其他：满足设计及规范要求","个","7","","541.74","3792.18",""]
["12","030807003006","","金属波纹管 DN150","1.名称：金属波纹管\r\n2.材质：详设计\r\n3.型号、规格：DN150mm \r\n4.连接形式：法兰连接\r\n5.其他：满足设计及规范要求","个","2","","984.82","1969.64",""]
["13","030901010007","","甲型单栓带灭火器箱组合式消防柜","1.名称：甲型单栓带灭火器箱组合式消防柜\r\n2.安装部位：室内 \r\n3.型号、规格：详设计\r\n4.内配减压稳压消火栓SNW65-Ⅲ、衬胶水龙带25m一条,直流水枪19mm一支.报警按钮和指示灯各1个\r\n5.消火栓按钮另列清单项\r\n6.其他：满足设计及规范要求","套","41","","835.25","34245.25",""]
["14","030901010008","","试验消火栓箱","1.名称：试验消火栓箱\r\n2.安装部位：室内 \r\n3.型号、规格：详设计\r\n4.附件配置：消火栓柜1800×700×180。箱内配SN65或SNW65一个;DN65、L25m衬胶水带一条;φ19mm水枪一支;带消防软管卷盘,软管长度30米\r\n5.消火栓按钮另列清单项\r\n6.其他：满足设计及规范要求","套","1","","187.82","187.82",""]
["15","030901013009","","手提式磷酸铵盐干粉灭火器  MF/ABC4","1.名称：磷酸铵盐干粉灭火器\r\n2.形式：手提式\r\n3.规格、型号：MF/ABC4\r\n4.其它：满足施工图设计要求及施工验收规范要求","具","126","","52.59","6626.34",""]
["16","030901013009","","灭火器放置箱","1.名称：灭火器放置箱\r\n2.形式：挂墙\r\n3.规格、型号：详设计\r\n4.其它：满足施工图设计要求及施工验收规范要求","个","22","","61.16","1345.52",""]
["17","030703022010","","自动排气阀  DN25","1.类型：自动排气阀\r\n2.材质：碳钢\r\n3.型号、规格：WP DN20mm\r\n4.含截止阀\r\n5.其他：满足设计及规范要求","个","2","","57.44","114.88",""]
["18","030815001015","","管道支架制作安装","1.名称：管道支架及套管\r\n2.材质：型钢（综合）\r\n3.支架除锈后刷樟丹二道，灰色调和漆两道\r\n4.其它：满足设计及规范要求","kg","627.27","","17.69","11096.41",""]
["19","030905002016","","消火栓灭火系统调试","1.系统形式：消火栓灭火系统调试\r\n2.其它：满足施工图设计要求及施工验收规范要求","点","41","","294.56","12076.96",""]
["20","031001007084","","钢丝网骨架复合给水管 DN100","1.安装部位：室外\r\n2.介质：冷水\r\n3.规格、压力等级：DN100 1.6MPa\r\n4.连接方式：综合考虑\r\n5.包含配套管件及附件\r\n6.含水压试验、管道冲洗等综合考虑\r\n7.其他要求：满足相关标准图集、规范、设计及验收要求等","m","7","","101.60","711.20",""]
[" "," ","","分部小计 ",""," "," ",""," ","293678.24"," "]
[" "," ","","0309 喷淋系统 ",""," "," ",""," "," "," "]
["21","030901001015","","内外壁热浸镀锌钢管 DN25","1.安装部位：室内 \r\n2.材质、规格：内外壁热浸镀锌钢管 DN25\r\n3.连接形式：螺纹连接\r\n4.含直管、管件费等\r\n5.按规范要求对管道进行吹扫、冲洗、水压试验等\r\n6.其它：满足设计及规范要求","m","645.82","","45.11","29132.94",""]
["22","030901001016","","内外壁热浸镀锌钢管 DN32","1.安装部位：室内 \r\n2.材质、规格：内外壁热浸镀锌钢管 DN32\r\n3.连接形式：螺纹连接\r\n4.含直管、管件费等\r\n5.按规范要求对管道进行吹扫、冲洗、水压试验等\r\n6.其它：满足设计及规范要求","m","131.34","","55.28","7260.48",""]
["23","030901001017","","内外壁热浸镀锌钢管 DN40","1.安装部位：室内 \r\n2.材质、规格：内外壁热浸镀锌钢管 DN40\r\n3.连接形式：螺纹连接\r\n4.含直管、管件费等\r\n5.按规范要求对管道进行吹扫、冲洗、水压试验等\r\n6.其它：满足设计及规范要求","m","108.6","","70.57","7663.90",""]
["24","030901001018","","内外壁热浸镀锌钢管 DN50","1.安装部位：室内 \r\n2.材质、规格：内外壁热浸镀锌钢管 DN50\r\n3.连接形式：螺纹连接\r\n4.含直管、管件费等\r\n5.按规范要求对管道进行吹扫、冲洗、水压试验等\r\n6.其它：满足设计及规范要求","m","29","","83.13","2410.77",""]
["25","030901002001","","内外壁热浸镀锌钢管 DN65","1.安装部位：室内 \r\n2.材质：内外壁热浸镀锌钢管\r\n3.型号、规格：DN65mm\r\n4.连接形式：卡箍连接\r\n5.含直管、管件费等\r\n6.按规范要求对管道进行吹扫、冲洗、水压试验等\r\n7.其它：满足设计及规范要求","m","11.02","","88.81","978.69",""]
["26","030901002001","","内外壁热浸镀锌钢管 DN80","1.安装部位：室内 \r\n2.材质：内外壁热浸镀锌钢管\r\n3.型号、规格：DN80mm\r\n4.连接形式：卡箍连接\r\n5.含直管、管件费等\r\n6.按规范要求对管道进行吹扫、冲洗、水压试验等\r\n7.其它：满足设计及规范要求","m","274.9","","103.72","28512.63",""]
["27","030901002002","","内外壁热浸镀锌钢管 DN100","1.安装部位：室内\r\n2.材质：内外壁热浸镀锌加钢管\r\n3.型号、规格：DN100mm\r\n4.连接形式：卡箍连接\r\n5.含直管、管件费等\r\n6.按规范要求对管道进行吹扫、冲洗、水压试验等\r\n7.其它：满足设计及规范要求","m","76","","120.96","9192.96",""]
["28","030901002002","","内外壁热浸镀锌钢管 DN150","1.安装部位：室内\r\n2.材质：内外壁热浸镀锌钢管\r\n3.型号、规格：DN150mm\r\n4.连接形式：卡箍连接\r\n5.含直管、管件费等\r\n6.按规范要求对管道进行吹扫、冲洗、水压试验等\r\n7.其它：满足设计及规范要求","m","24.5","","194.60","4767.70",""]
["29","030901002002","","内外壁热浸镀锌加厚钢管 DN150","1.安装部位：室内\r\n2.材质：内外壁热浸镀锌加厚钢管\r\n3.型号、规格：DN150mm\r\n4.连接形式：卡箍连接\r\n5.含直管、管件费等\r\n6.按规范要求对管道进行吹扫、冲洗、水压试验等\r\n7.其它：满足设计及规范要求","m","53.92","","203.07","10949.53",""]
["30","031201001003","","管道刷油","1.名称：管道刷油\r\n2.标志色方式、品种：消火栓管刷樟丹二道,红色调和漆二道;自动喷水管刷樟丹二道,红色黄环调和漆二道。\r\n3.满足设计图纸及验收规范要求","m2","227.8","","7.91","1801.90",""]
["31","030901007025","","减压孔板 DN100","1.名称：减压孔板\r\n2.材质、规格：DN100\r\n3.连接形式：法兰连接 \r\n4.含配套阀件及所有附配件制作安装、压力试验\r\n5.其它：满足施工图设计要求及施工验收规范要求","套","7","","224.78","1573.46",""]
["32","031003010024","","可曲挠橡胶接头 DN50","1.材质：可曲挠橡胶接头 \r\n2.规格：DN50\r\n3.连接形式：螺纹连接\r\n4.其他详设计及满足规范要求","个","5","","105.28","526.40",""]
["33","030807003004","","带锁定装置的双向型蝶阀 DN65","1.名称：带锁定装置的双向型蝶阀\r\n2.材质：详设计\r\n3.型号、规格：DN65mm \r\n4.连接形式：法兰连接\r\n5.其他：满足设计及规范要求","个","3","","211.38","634.14",""]
["34","030807003005","","带锁定装置的双向型蝶阀 DN100","1.名称：带锁定装置的双向型蝶阀\r\n2.材质：详设计\r\n3.型号、规格：DN100mm \r\n4.连接形式：法兰连接\r\n5.其他：满足设计及规范要求","个","10","","356.73","3567.30",""]
["35","030807003005","","带锁定装置的双向型蝶阀 DN150","1.名称：带锁定装置的双向型蝶阀\r\n2.材质：详设计\r\n3.型号、规格：DN150mm \r\n4.连接形式：法兰连接\r\n5.其他：满足设计及规范要求","个","2","","541.74","1083.48",""]
["36","030901008029","","智能末端试水阀 DN25","1.规格:DN25mm\r\n2.组装形式：详设计 \r\n3.其他：满足设计及规范要求","组","10","","60.50","605.00",""]
["37","030807003026","","信号阀 DN100","1.名称：电触点信号阀\r\n2.材质：详设计\r\n3.型号、规格：DN100mm \r\n4.连接形式：法兰连接\r\n5.其他：满足设计及规范要求","个","10","","201.42","2014.20",""]
["38","030901006027","","水流指示器 DN100","1.名称：水流指示器\r\n2.规格、型号：DN100mm\r\n3.连接形式：法兰连接\r\n4.其他：满足设计及规范要求","个","10","","274.16","2741.60",""]
["39","030901003050","","闭式直立型喷头","1.安装部位：综合考虑\r\n2.连接形式：螺纹连接\r\n3.有吊顶、无吊顶：综合考虑\r\n4.材质：满足设计要求\r\n5.规格,型号：ZST15系列玻璃球闭式喷头\r\n6.其它：满足设计、施工、验收规范及本项目招标技术要求及满足甲方选型要求","个","348","","24.15","8404.20",""]
["40","030807003006","","金属波纹管 DN150","1.名称：金属波纹管\r\n2.材质：详设计\r\n3.型号、规格：DN150mm \r\n4.连接形式：法兰连接\r\n5.其他：满足设计及规范要求","个","1","","984.82","984.82",""]
["41","030703022010","","自动排气阀  DN25","1.类型：自动排气阀\r\n2.材质：碳钢\r\n3.型号、规格：WP DN20mm\r\n4.含截止阀\r\n5.其他：满足设计及规范要求","个","3","","57.44","172.32",""]
["42","030815001015","","管道支架制作安装","1.名称：管道支架及套管\r\n2.材质：型钢（综合）\r\n3.支架除锈后刷樟丹二道，灰色调和漆两道\r\n4.其它：满足设计及规范要求","kg","711.11","","17.69","12579.54",""]
["43","030905002016","","喷淋灭火系统调试","1.系统形式：喷淋灭火系统调试\r\n2.其它：满足施工图设计要求及施工验收规范要求","点","10","","411.39","4113.90",""]
[" "," ","","分部小计 ",""," "," ",""," ","141671.86"," "]
[" "," ","","单价措施项目清单 ",""," "," ",""," "," "," "]
[" "," ","","其他措施项目 ",""," "," ",""," "," "," "]
["44","031302007001","","高层施工增加费"," ","项"," ",""," ","",""]
[" "," ","","分部小计 ",""," "," ",""," "," "," "]
[" "," ","","专业措施项目 ",""," "," ",""," "," "," "]
["45","031301001001","","吊装加固"," ","项"," ",""," ","",""]
["46","031301002001","","金属抱杆安装拆除、移位"," ","项"," ",""," ","",""]
["47","031301003001","","平台铺设、拆除"," ","项"," ",""," ","",""]
["48","031301004001","","顶升、提升装置"," ","项"," ",""," ","",""]
["49","031301005001","","大型设备专用机具"," ","项"," ",""," ","",""]
["50","031301006001","","焊接工艺评定"," ","项"," ",""," ","",""]
["51","031301007001","","胎（模）具制作、安装、拆除"," ","项"," ",""," ","",""]
["52","031301008001","","防护棚制作安装拆除"," ","项"," ",""," ","",""]
["53","031301009001","","特殊地区施工增加"," ","项"," ",""," ","",""]
["54","031301010001","","安装与生产同时进行施工增加"," ","项"," ",""," ","",""]
["55","031301011001","","在有害身体健康环境中施工增加"," ","项"," ",""," ","",""]
["56","031301012001","","工程系统检测、检验"," ","项"," ",""," ","",""]
["57","031301013001","","设备、管道施工的安全、防冻和焊接保护"," ","项"," ",""," ","",""]
["58","031301014001","","焦炉烘炉、热态工程"," ","项"," ",""," ","",""]
["59","031301015001","","管道安拆后的充气保护"," ","项"," ",""," ","",""]
["60","031301016001","","隧道内施工的通风、供水、供气、供电、照明及通讯设施"," ","项"," ",""," ","",""]
["61","031301017001","","脚手架搭拆"," ","项","1","","5988.63","5988.63",""]
["62","031301018001","","其他措施"," ","项"," ",""," ","",""]
[" "," ","","分部小计 ",""," "," ",""," ","5988.63"," "]
[" "," ","","分部小计 ",""," "," ",""," ","5988.63"," "]
["合　　计","","","","","","","","","441338.73",""]

{"sheet":"F.4 总价措施项目清单计价表(表-11)【教师周转房 9~1","index":195,"n_rows":15,"n_cols":12,"rows_kept":15,"merged":[[0,0,0,11],[1,0,1,1],[1,2,1,5],[1,6,1,7],[1,8,1,11],[2,1,2,2],[2,3,2,4],[2,8,2,9],[3,1,3,2],[3,3,3,4],[3,8,3,9],[4,1,4,2],[4,3,4,4],[4,8,4,9],[5,1,5,2],[5,3,5,4],[5,8,5,9],[6,1,6,2],[6,3,6,4],[6,8,6,9],[7,1,7,2],[7,3,7,4],[7,8,7,9],[8,1,8,2],[8,3,8,4],[8,8,8,9],[9,1,9,2],[9,3,9,4],[9,8,9,9],[10,1,10,2],[10,3,10,4],[10,8,10,9],[11,1,11,2],[11,3,11,4],[11,8,11,9],[12,1,12,2],[12,3,12,4],[12,8,12,9],[13,1,13,2],[13,3,13,4],[13,8,13,9],[14,0,14,6],[14,8,14,9]],"flags":["formulas_cached_only"]}
["总价措施项目清单计价表","","","","","","","","","","",""]
["工程名称：","","凉山州科教园区暨医学类教育服务项目\\教师周转房 9#-1【9#-1教师周转房-消防水】","","","","标段：","","","","",""]
["序 号","项目编码","","项目名称","","计算基础","费率\r\n（%）","金额\r\n（元）","调整费率\r\n(%)","","调整后\r\n金额(元)","备注"]
["1","031302001001","","安全文明施工费",""," "," ","20194.65","","",""," "]
["1.1","①","","环境保护费","","分部分项工程及单价措施项目(定额人工费+定额机械费)","1.1","1598.14","","",""," "]
["1.2","②","","文明施工费","","分部分项工程及单价措施项目(定额人工费+定额机械费)","2.5","3632.13","","",""," "]
["1.3","③","","安全施工费","","分部分项工程及单价措施项目(定额人工费+定额机械费)","3.9","5666.12","","",""," "]
["1.4","④","","临时设施费","","分部分项工程及单价措施项目(定额人工费+定额机械费)","6.4","9298.26","","",""," "]
["2","031302002001","","夜间施工增加费",""," "," ","697.37","","",""," "]
["3","031302003001","","非夜间施工增加",""," "," ","","","",""," "]
["4","031302004001","","二次搬运费",""," "," ","334.16","","",""," "]
["5","031302005001","","冬雨季施工增加费",""," "," ","523.03","","",""," "]
["6","031302006001","","已完工程及设备保护费",""," "," ","","","",""," "]
["7","031302008001","","工程定位复测费",""," "," ","130.76","","",""," "]
["合　　计","","","","","","","21879.97","-","","-","-"]

{"sheet":"H 规费、税金项目清单计价表(表-13)【教师周转房 9#~1","index":196,"n_rows":7,"n_cols":6,"rows_kept":7,"merged":[[0,0,0,5],[1,1,1,2],[1,3,1,4],[6,0,6,4]],"flags":["formulas_cached_only"]}
["规费、税金项目计价表","","","","",""]
["工程名称：","凉山州科教园区暨医学类教育服务项目\\教师周转房 9#-1【9#-1教师周转房-消防水】","","标段：","",""]
["序号","项目名称","计算基础","计算基数","计算费率（％）","金额(元)"]
["1","规费","分部分项定额人工费+单价措施项目定额人工费","139483.69","8.36","11660.84"]
["2","销项增值税额","分部分项工程费+措施项目费+其他项目费+规费+按实计算费用+创优质工程奖补偿奖励费-按规定不计税的工程设备金额-除税甲供材料（设备）费","474879.54","9","42739.16"]
["3","附加税","分部分项工程费+措施项目费+其他项目费+规费+按实计算费用+创优质工程奖补偿奖励费-按规定不计税的工程设备金额-除税甲供材料（设备）费","474879.54","0.313","1486.37"]
["合计","","","","","55886.37"]

{"sheet":"L.2 承包人提供主要材料和工程设备一览表(表-21)【教~1","index":197,"n_rows":56,"n_cols":10,"rows_kept":56,"merged":[[0,0,0,9],[1,1,1,4],[1,5,1,7],[1,8,1,9],[2,4,2,5],[3,4,3,5],[4,4,4,5],[5,4,5,5],[6,4,6,5],[7,4,7,5],[8,4,8,5],[9,4,9,5],[10,4,10,5],[11,4,11,5],[12,4,12,5],[13,4,13,5],[14,4,14,5],[15,4,15,5],[16,4,16,5],[17,4,17,5],[18,4,18,5],[19,4,19,5],[20,4,20,5],[21,4,21,5],[22,4,22,5],[23,4,23,5],[24,4,24,5],[25,4,25,5],[26,4,26,5],[27,4,27,5],[28,4,28,5],[29,4,29,5],[30,4,30,5],[31,4,31,5],[32,4,32,5],[33,4,33,5],[34,4,34,5],[35,4,35,5],[36,4,36,5],[37,4,37,5],[38,4,38,5],[39,4,39,5],[40,4,40,5],[41,4,41,5],[42,4,42,5],[43,4,43,5],[44,4,44,5],[45,4,45,5],[46,4,46,5],[47,4,47,5],[48,4,48,5],[49,4,49,5],[50,4,50,5],[51,4,51,5],[52,4,52,5],[53,4,53,5],[54,4,54,5],[55,4,55,5]],"flags":["formulas_cached_only"]}
[" 承包人提供主要材料和工程设备一览表\r\n（适用造价信息差额调整法）","","","","","","","","",""]
["工程名称：","凉山州科教园区暨医学类教育服务项目\\教师周转房 9#-1【9#-1教师周转房-消防水】","","","","标段：","","","",""]
["序号","名称、规格、型号","单位","数量","风险系数(%)","","基准单价(元)","投标单价(元)","发承包人确认单价(元)","备注"]
["1","沟槽直接头 （含胶圈）DN65","套","52.716"," ","","10.87","",""," "]
["2","消火栓沟槽管件DN65","个","126.711"," ","","15.39","",""," "]
["3","沟槽直接头 （含胶圈）DN100","套","120.623"," ","","17.98","",""," "]
["4","消火栓沟槽管件DN100","个","164.941"," ","","24.64","",""," "]
["5","沟槽直接头 （含胶圈）DN150","套","106.76"," ","","30.20","",""," "]
["6","消火栓沟槽管件DN150","个","257.461"," ","","43.89","",""," "]
["7","酚醛调和漆 各色","kg","78.542"," ","","11.15","",""," "]
["8","碳钢平焊法兰DN65","片","8"," ","","19.09","",""," "]
["9","碳钢平焊法兰DN100","片","48"," ","","27.14","",""," "]
["10","碳钢平焊法兰DN150","片","24"," ","","51.25","",""," "]
["11","金属波纹管DN150","个","3"," ","","540.54","",""," "]
["12","自动排气阀DN25","个","5"," ","","22.50","",""," "]
["13","型钢","kg","1405.32"," ","","4.50","",""," "]
["14","醇酸防锈漆 C53-1","kg","15.526"," ","","11.00","",""," "]
["15","镀锌加厚钢管DN150","m","487.931"," ","","104.11","",""," "]
["16","带锁定装置的双向型蝶阀 DN65","个","4"," ","","39.60","",""," "]
["17","带锁定装置的双向型蝶阀 DN100","个","24"," ","","58.50","",""," "]
["18","带锁定装置的双向型蝶阀 DN150","个","9"," ","","92.70","",""," "]
["19","带锁定装置的双向型蝶阀 DN50","个","3"," ","","36.00","",""," "]
["20","碳钢平焊法兰DN50","片","6"," ","","16.75","",""," "]
["21","可曲挠橡胶接头 DN50","个","5"," ","","56.70","",""," "]
["22","减压孔板 DN100","套","7"," ","","34.20","",""," "]
["23","平焊法兰DN100","片","14"," ","","27.14","",""," "]
["24","信号阀 DN100","个","10"," ","","65.81","",""," "]
["25","卡箍连接件（含胶圈）DN100","套","20"," ","","9.88","",""," "]
["26","水流指示器 DN100","个","10"," ","","31.50","",""," "]
["27","沟槽法兰DN100","片","20"," ","","22.64","",""," "]
["28","镀锌钢管DN150","m","158.913"," ","","95.72","",""," "]
["29","镀锌加厚钢管DN65","m","307.981"," ","","37.81","",""," "]
["30","镀锌加厚钢管DN100","m","99.846"," ","","60.94","",""," "]
["31","内外壁热浸镀锌钢管 DN65","m","1.807"," ","","35.614","",""," "]
["32","内外壁热浸镀锌钢管 DN100","m","561.498"," ","","58.31","",""," "]
["33","甲型单栓带灭火器箱组合式消防柜","套","41"," ","","668.70","",""," "]
["34","试验消火栓DN65","套","1.01"," ","","67.50","",""," "]
["35","灭火器MF/ABC4","具","126"," ","","45.00","",""," "]
["36","灭火器放置箱","个","22"," ","","27.00","",""," "]
["37","钢丝网骨架复核管DN100","m","7.105"," ","","67.32","",""," "]
["38","给水室外钢骨架塑料复合管电熔管件DN100","个","1.911"," ","","57.64","",""," "]
["39","镀锌钢管DN25","m","649.049"," ","","12.98","",""," "]
["40","镀锌钢管接头管件 DN25","个","381.034"," ","","2.44","",""," "]
["41","镀锌钢管DN32","m","131.997"," ","","16.788","",""," "]
["42","镀锌钢管接头管件 DN32","个","90.231"," ","","4.28","",""," "]
["43","镀锌加厚钢管DN40","m","109.143"," ","","18.94","",""," "]
["44","镀锌钢管接头管件 DN40","个","93.505"," ","","4.53","",""," "]
["45","镀锌钢管DN50","m","29.145"," ","","26.175","",""," "]
["46","镀锌钢管接头管件 DN50","个","23.432"," ","","8.49","",""," "]
["47","镀锌钢管DN65","m","11.185"," ","","35.614","",""," "]
["48","镀锌钢管DN80","m","279.024"," ","","44.732","",""," "]
["49","沟槽直接头 （含胶圈）DN80","套","45.826"," ","","13.00","",""," "]
["50","沟槽管件DN80","个","110.51"," ","","17.15","",""," "]
["51","镀锌钢管DN100","m","73.11"," ","","58.31","",""," "]
["52","末端试水阀DN25","个","10.1"," ","","29.25","",""," "]
["53","闭式直立型喷头","个","351.48"," ","","4.05","",""," "]

{"sheet":"E.3 单位工程招标控制价汇总表(表-04)【教师周转房 ~2","index":198,"n_rows":19,"n_cols":5,"rows_kept":19,"merged":[[0,0,0,4],[1,0,1,1],[2,1,2,2],[3,1,3,2],[4,1,4,2],[5,1,5,2],[6,1,6,2],[7,1,7,2],[8,1,8,2],[9,1,9,2],[10,1,10,2],[11,1,11,2],[12,1,12,2],[13,1,13,2],[14,1,14,2],[15,1,15,2],[16,1,16,2],[17,1,17,2],[18,0,18,2]],"flags":["formulas_cached_only"]}
["单位工程招标控制价汇总表","","","",""]
["工程名称：","","凉山州科教园区暨医学类教育服务项目\\教师周转房 9#-1【9#-1教师周转房-空调防排烟】","标段：",""]
["序号","汇总内容","","金  额（元）","其中:暂估价(元)"]
["1","分部分项及单价措施项目","","100336.88"," "]
[" ","0307 通风及防排烟系统 ","","99598.54"," "]
["2","总价措施项目","","4808.19","-"]
["2.1","其中：安全文明施工费","","4437.84","-"]
["3","其他项目",""," ","-"]
["3.1","其中：暂列金额",""," ","-"]
["3.2","其中：专业工程暂估价",""," ","-"]
["3.3","其中：计日工",""," ","-"]
["3.4","其中：总承包服务费",""," ","-"]
["4","规费","","2505.54","-"]
["5","创优质工程奖补偿奖励费",""," ","-"]
["6","税前不含税工程造价","","107650.61","-"]
["6.1","其中：除税甲供材料（设备）费",""," ","-"]
["7","销项增值税额","","9688.55","-"]
["8","附加税","","336.95","-"]
[" 招标控制价/投标报价总价合计=税前不含税工程造价+销项增值税额+附加税","","","117676.11"," "]

{"sheet":"F.1.1 分部分项工程和单价措施项目清单与计价表(表-~36","index":199,"n_rows":46,"n_cols":11,"rows_kept":46,"merged":[[0,0,0,10],[1,0,1,1],[1,2,1,6],[1,7,1,8],[1,9,1,10],[2,0,4,0],[2,1,4,2],[2,3,4,3],[2,4,4,4],[2,5,4,5],[2,6,4,7],[2,8,2,10],[3,8,4,8],[3,9,4,9],[5,1,5,2],[5,3,5,4],[5,6,5,7],[6,1,6,2],[6,6,6,7],[7,1,7,2],[7,6,7,7],[8,1,8,2],[8,6,8,7],[9,1,9,2],[9,6,9,7],[10,1,10,2],[10,6,10,7],[11,1,11,2],[11,6,11,7],[12,1,12,2],[12,6,12,7],[13,1,13,2],[13,6,13,7],[14,1,14,2],[14,6,14,7],[15,1,15,2],[15,6,15,7],[16,1,16,2],[16,6,16,7],[17,1,17,2],[17,6,17,7],[18,1,18,2],[18,6,18,7],[19,1,19,2],[19,3,19,4],[19,6,19,7],[20,1,20,2],[20,3,20,4],[20,6,20,7],[21,1,21,2],[21,3,21,4],[21,6,21,7],[22,1,22,2],[22,6,22,7],[23,1,23,2],[23,3,23,4],[23,6,23,7],[24,1,24,2],[24,3,24,4],[24,6,24,7],[25,1,25,2],[25,6,25,7],[26,1,26,2],[26,6,26,7],[27,1,27,2],[27,6,27,7],[28,1,28,2],[28,6,28,7],[29,1,29,2],[29,6,29,7],[30,1,30,2],[30,6,30,7],[31,1,31,2],[31,6,31,7],[32,1,32,2],[32,6,32,7],[33,1,33,2],[33,6,33,7],[34,1,34,2],[34,6,34,7],[35,1,35,2],[35,6,35,7],[36,1,36,2],[36,6,36,7],[37,1,37,2],[37,6,37,7],[38,1,38,2],[38,6,38,7],[39,1,39,2],[39,6,39,7],[40,1,40,2],[40,6,40,7],[41,1,41,2],[41,6,41,7],[42,1,42,2],[42,6,42,7],[43,1,43,2],[43,3,43,4],[43,6,43,7],[44,1,44,2],[44,3,44,4],[44,6,44,7],[45,0,45,8]],"flags":["formulas_cached_only"]}
["分部分项工程和单价措施项目清单与计价表","","","","","","","","","",""]
["工程名称：","","凉山州科教园区暨医学类教育服务项目\\教师周转房 9#-1【9#-1教师周转房-空调防排烟】","","","","","标段：","","",""]
["序号","项目编码","","项目名称","项目特征","计量\r\n单位","工程\r\n量","","金额（元）","",""]
["","","","","","","","","综合单价","合价","其   中"]
["","","","","","","","","","","暂估价"]
[" "," ","","0307 通风及防排烟系统 ",""," "," ",""," "," "," "]
["1","030108001012","","管道式换气扇P-150(带止回功能)","1.名称:管道式换气扇P-150(带止回功能)\r\n2.型号.规格:详设计\r\n3.含柔性接头","台","158","","186.09","29402.22",""]
["2","030108001012","","管道式换气扇P-250(带止回功能)","1.名称:管道式换气扇P-250(带止回功能)\r\n2.型号.规格:详设计\r\n3.含柔性接头","台","2","","186.09","372.18",""]
["3","030108001012","","管道式换气扇P-400(带止回功能)","1.名称:管道式换气扇P-400(带止回功能)\r\n2.型号.规格:详设计\r\n3.含柔性接头","台","2","","186.09","372.18",""]
["4","030108001010","","隔墙用百叶窗换气扇","1.名称:隔墙用百叶窗换气扇\r\n2.型号.规格:详设计\r\n3.减振支吊架制作安装\r\n4.含柔性接头","台","2","","240.22","480.44",""]
["5","030703001020","","70℃防火阀 160*120","1.名称:70℃防火阀\r\n2.型号.规格:160*120\r\n3.材质:碳钢","个","157","","266.41","41826.37",""]
["6","030703007024","","防鼠防虫网 10*10","1.名称:防鼠防虫网 \r\n2.型号.规格:10*10","个","1","","110.30","110.30",""]
["7","030703007036","","防雨百叶带过滤网 200*200","1.名称：防雨百叶带过滤网\r\n2.型号：详设计 \r\n3.规格：200*200\r\n4.类型：详设计\r\n5.形式：综合考虑\r\n6.其他详设计及满足规范要求","个","1","","137.15","137.15",""]
["8","030703007036","","防雨百叶带过滤网 400*200","1.名称：防雨百叶带过滤网\r\n2.型号：详设计 \r\n3.规格：400*200\r\n4.类型：详设计\r\n5.形式：综合考虑\r\n6.其他详设计及满足规范要求","个","2","","171.91","343.82",""]
["9","030702001025","","镀锌钢板风管 B≤320 δ=0.75","1.名称:镀锌钢板风管\r\n2.材质:镀锌钢板 \r\n3.形状:矩形 \r\n4.规格:B≤320 δ=0.75\r\n5.板材厚度 \r\n6.管件、法兰等附件及支架设计要求 \r\n7.接口形式","m2","94.09","","174.18","16388.60",""]
["10","030702001026","","镀锌钢板风管 B≤450 δ=0.75","1.名称:镀锌钢板风管\r\n2.材质:镀锌钢板 \r\n3.形状:矩形 \r\n4.规格:B≤450 δ=0.75\r\n5.板材厚度 \r\n6.管件、法兰等附件及支架设计要求 \r\n7.接口形式","m2","4.73","","141.25","668.11",""]
["11","030704002029","","风管漏光试验、漏风试验","风管漏光试验、漏风试验","m2","98.82","","4.27","421.96",""]
["12","031208003352","","不燃离心玻璃棉保温","1.名称:不燃离心玻璃棉保温\r\n2.绝热厚度及管径:综合考虑 \r\n3.包含所需的各类附件\r\n4.其他要求：满足相关标准图集、规范、设计及验收要求等","m3","6.02","","1066.29","6419.07",""]
["13","031208003232","","防火包裹（无石棉纤维增强硅酸钙耐火板）","1.名称：防火包裹（无石棉纤维增强硅酸钙耐火板）\r\n2.耐火板厚度：综合考虑\r\n3.含耐火板、岩棉保温、龙骨、支架及附件制作安装及除锈刷油防腐\r\n4.其他要求：满足相关标准图集、规范、设计及验收要求等","m2","19.76","","134.42","2656.14",""]
[" "," ","","分部小计 ",""," "," ",""," ","99598.54"," "]
[" "," ","","单价措施项目清单 ",""," "," ",""," "," "," "]
[" "," ","","其他措施项目 ",""," "," ",""," "," "," "]
["14","031302007001","","高层施工增加费"," ","项"," ",""," ","",""]
[" "," ","","分部小计 ",""," "," ",""," "," "," "]
[" "," ","","专业措施项目 ",""," "," ",""," "," "," "]
["15","031301001001","","吊装加固"," ","项"," ",""," ","",""]
["16","031301002001","","金属抱杆安装拆除、移位"," ","项"," ",""," ","",""]
["17","031301003001","","平台铺设、拆除"," ","项"," ",""," ","",""]
["18","031301004001","","顶升、提升装置"," ","项"," ",""," ","",""]
["19","031301005001","","大型设备专用机具"," ","项"," ",""," ","",""]
["20","031301006001","","焊接工艺评定"," ","项"," ",""," ","",""]
["21","031301007001","","胎（模）具制作、安装、拆除"," ","项"," ",""," ","",""]
["22","031301008001","","防护棚制作安装拆除"," ","项"," ",""," ","",""]
["23","031301009001","","特殊地区施工增加"," ","项"," ",""," ","",""]
["24","031301010001","","安装与生产同时进行施工增加"," ","项"," ",""," ","",""]
["25","031301011001","","在有害身体健康环境中施工增加"," ","项"," ",""," ","",""]
["26","031301012001","","工程系统检测、检验"," ","项"," ",""," ","",""]
["27","031301013001","","设备、管道施工的安全、防冻和焊接保护"," ","项"," ",""," ","",""]
["28","031301014001","","焦炉烘炉、热态工程"," ","项"," ",""," ","",""]
["29","031301015001","","管道安拆后的充气保护"," ","项"," ",""," ","",""]
["30","031301016001","","隧道内施工的通风、供水、供气、供电、照明及通讯设施"," ","项"," ",""," ","",""]
["31","031301017001","","脚手架搭拆"," ","项","1","","738.34","738.34",""]
["32","031301018001","","其他措施"," ","项"," ",""," ","",""]
[" "," ","","分部小计 ",""," "," ",""," ","738.34"," "]
[" "," ","","分部小计 ",""," "," ",""," ","738.34"," "]
["合　　计","","","","","","","","","100336.88",""]

{"sheet":"F.4 总价措施项目清单计价表(表-11)【教师周转房 9~2","index":200,"n_rows":15,"n_cols":12,"rows_kept":15,"merged":[[0,0,0,11],[1,0,1,1],[1,2,1,5],[1,6,1,7],[1,8,1,11],[2,1,2,2],[2,3,2,4],[2,8,2,9],[3,1,3,2],[3,3,3,4],[3,8,3,9],[4,1,4,2],[4,3,4,4],[4,8,4,9],[5,1,5,2],[5,3,5,4],[5,8,5,9],[6,1,6,2],[6,3,6,4],[6,8,6,9],[7,1,7,2],[7,3,7,4],[7,8,7,9],[8,1,8,2],[8,3,8,4],[8,8,8,9],[9,1,9,2],[9,3,9,4],[9,8,9,9],[10,1,10,2],[10,3,10,4],[10,8,10,9],[11,1,11,2],[11,3,11,4],[11,8,11,9],[12,1,12,2],[12,3,12,4],[12,8,12,9],[13,1,13,2],[13,3,13,4],[13,8,13,9],[14,0,14,6],[14,8,14,9]],"flags":["formulas_cached_only"]}
["总价措施项目清单计价表","","","","","","","","","","",""]
["工程名称：","","凉山州科教园区暨医学类教育服务项目\\教师周转房 9#-1【9#-1教师周转房-空调防排烟】","","","","标段：","","","","",""]
["序 号","项目编码","","项目名称","","计算基础","费率\r\n（%）","金额\r\n（元）","调整费率\r\n(%)","","调整后\r\n金额(元)","备注"]
["1","031302001001","","安全文明施工费",""," "," ","4437.84","","",""," "]
["1.1","①","","环境保护费","","分部分项工程及单价措施项目(定额人工费+定额机械费)","1.1","351.20","","",""," "]
["1.2","②","","文明施工费","","分部分项工程及单价措施项目(定额人工费+定额机械费)","2.5","798.17","","",""," "]
["1.3","③","","安全施工费","","分部分项工程及单价措施项目(定额人工费+定额机械费)","3.9","1245.15","","",""," "]
["1.4","④","","临时设施费","","分部分项工程及单价措施项目(定额人工费+定额机械费)","6.4","2043.32","","",""," "]
["2","031302002001","","夜间施工增加费",""," "," ","153.25","","",""," "]
["3","031302003001","","非夜间施工增加",""," "," ","","","",""," "]
["4","031302004001","","二次搬运费",""," "," ","73.43","","",""," "]
["5","031302005001","","冬雨季施工增加费",""," "," ","114.94","","",""," "]
["6","031302006001","","已完工程及设备保护费",""," "," ","","","",""," "]
["7","031302008001","","工程定位复测费",""," "," ","28.73","","",""," "]
["合　　计","","","","","","","4808.19","-","","-","-"]

{"sheet":"H 规费、税金项目清单计价表(表-13)【教师周转房 9#~2","index":201,"n_rows":7,"n_cols":6,"rows_kept":7,"merged":[[0,0,0,5],[1,1,1,2],[1,3,1,4],[6,0,6,4]],"flags":["formulas_cached_only"]}
["规费、税金项目计价表","","","","",""]
["工程名称：","凉山州科教园区暨医学类教育服务项目\\教师周转房 9#-1【9#-1教师周转房-空调防排烟】","","标段：","",""]
["序号","项目名称","计算基础","计算基数","计算费率（％）","金额(元)"]
["1","规费","分部分项定额人工费+单价措施项目定额人工费","29970.55","8.36","2505.54"]
["2","销项增值税额","分部分项工程费+措施项目费+其他项目费+规费+按实计算费用+创优质工程奖补偿奖励费-按规定不计税的工程设备金额-除税甲供材料（设备）费","107650.61","9","9688.55"]
["3","附加税","分部分项工程费+措施项目费+其他项目费+规费+按实计算费用+创优质工程奖补偿奖励费-按规定不计税的工程设备金额-除税甲供材料（设备）费","107650.61","0.313","336.95"]
["合计","","","","","12531.04"]

{"sheet":"L.2 承包人提供主要材料和工程设备一览表(表-21)【教~2","index":202,"n_rows":14,"n_cols":10,"rows_kept":14,"merged":[[0,0,0,9],[1,1,1,4],[1,5,1,7],[1,8,1,9],[2,4,2,5],[3,4,3,5],[4,4,4,5],[5,4,5,5],[6,4,6,5],[7,4,7,5],[8,4,8,5],[9,4,9,5],[10,4,10,5],[11,4,11,5],[12,4,12,5],[13,4,13,5]],"flags":["formulas_cached_only"]}
[" 承包人提供主要材料和工程设备一览表\r\n（适用造价信息差额调整法）","","","","","","","","",""]
["工程名称：","凉山州科教园区暨医学类教育服务项目\\教师周转房 9#-1【9#-1教师周转房-空调防排烟】","","","","标段：","","","",""]
["序号","名称、规格、型号","单位","数量","风险系数(%)","","基准单价(元)","投标单价(元)","发承包人确认单价(元)","备注"]
["1","管道式换气扇P-150(带止回功能)","台","158"," ","","95.00","",""," "]
["2","防雨百叶带过滤网 200*200","个","1.01"," ","","81.00","",""," "]
["3","隔墙用百叶窗换气扇","台","2"," ","","95.00","",""," "]
["4","防鼠防虫网 10*10","个","1.01"," ","","90.00","",""," "]
["5","防雨百叶带过滤网 400*200","个","2.02"," ","","104.40","",""," "]
["6","管道式换气扇P-250(带止回功能)","台","2"," ","","95.00","",""," "]
["7","70℃防火阀 160*120","个","158.57"," ","","124.20","",""," "]
["8","管道式换气扇P-400(带止回功能)","台","2"," ","","95.00","",""," "]
["9","镀锌钢板 0.75mm","m2","116.607"," ","","29.27","",""," "]
["10","铝箔离心玻璃棉板","m3","6.201"," ","","720.00","",""," "]
["11","无石棉纤维增强硅酸盐板","m3","21.637"," ","","63.00","",""," "]

{"sheet":"E.3 单位工程招标控制价汇总表(表-04)【教师周转房 ~3","index":203,"n_rows":23,"n_cols":5,"rows_kept":23,"merged":[[0,0,0,4],[1,0,1,1],[2,1,2,2],[3,1,3,2],[4,1,4,2],[5,1,5,2],[6,1,6,2],[7,1,7,2],[8,1,8,2],[9,1,9,2],[10,1,10,2],[11,1,11,2],[12,1,12,2],[13,1,13,2],[14,1,14,2],[15,1,15,2],[16,1,16,2],[17,1,17,2],[18,1,18,2],[19,1,19,2],[20,1,20,2],[21,1,21,2],[22,0,22,2]],"flags":["formulas_cached_only"]}
["单位工程招标控制价汇总表","","","",""]
["工程名称：","","凉山州科教园区暨医学类教育服务项目\\教师周转房 9#-2【9#-2教师周转房-消防电气】","标段：",""]
["序号","汇总内容","","金  额（元）","其中:暂估价(元)"]
["1","分部分项及单价措施项目","","135118.24"," "]
[" ","火灾报警系统 ","","63957.29"," "]
[" ","防火门监控系统 ","","22169.01"," "]
[" ","电气火灾监控系统 ","","2693.99"," "]
[" ","消防设备电源监控系统 ","","4415.04"," "]
[" ","集中控制应急照明系统 ","","40065.13"," "]
["2","总价措施项目","","8133.56","-"]
["2.1","其中：安全文明施工费","","7507.06","-"]
["3","其他项目",""," ","-"]
["3.1","其中：暂列金额",""," ","-"]
["3.2","其中：专业工程暂估价",""," ","-"]
["3.3","其中：计日工",""," ","-"]
["3.4","其中：总承包服务费",""," ","-"]
["4","规费","","4467.45","-"]
["5","创优质工程奖补偿奖励费",""," ","-"]
["6","税前不含税工程造价","","147719.25","-"]
["6.1","其中：除税甲供材料（设备）费",""," ","-"]
["7","销项增值税额","","13294.73","-"]
["8","附加税","","462.36","-"]
[" 招标控制价/投标报价总价合计=税前不含税工程造价+销项增值税额+附加税","","","161476.34"," "]

{"sheet":"F.1.1 分部分项工程和单价措施项目清单与计价表(表-~37","index":204,"n_rows":80,"n_cols":11,"rows_kept":80,"merged":[[0,0,0,10],[1,0,1,1],[1,2,1,6],[1,7,1,8],[1,9,1,10],[2,0,4,0],[2,1,4,2],[2,3,4,3],[2,4,4,4],[2,5,4,5],[2,6,4,7],[2,8,2,10],[3,8,4,8],[3,9,4,9],[5,1,5,2],[5,3,5,4],[5,6,5,7],[6,1,6,2],[6,6,6,7],[7,1,7,2],[7,6,7,7],[8,1,8,2],[8,6,8,7],[9,1,9,2],[9,6,9,7],[10,1,10,2],[10,6,10,7],[11,1,11,2],[11,6,11,7],[12,1,12,2],[12,6,12,7],[13,1,13,2],[13,6,13,7],[14,1,14,2],[14,6,14,7],[15,1,15,2],[15,6,15,7],[16,1,16,2],[16,6,16,7],[17,1,17,2],[17,6,17,7],[18,1,18,2],[18,6,18,7],[19,1,19,2],[19,6,19,7],[20,1,20,2],[20,6,20,7],[21,1,21,2],[21,6,21,7],[22,1,22,2],[22,6,22,7],[23,1,23,2],[23,6,23,7],[24,1,24,2],[24,6,24,7],[25,1,25,2],[25,3,25,4],[25,6,25,7],[26,1,26,2],[26,3,26,4],[26,6,26,7],[27,1,27,2],[27,6,27,7],[28,1,28,2],[28,6,28,7],[29,1,29,2],[29,6,29,7],[30,1,30,2],[30,6,30,7],[31,1,31,2],[31,3,31,4],[31,6,31,7],[32,1,32,2],[32,3,32,4],[32,6,32,7],[33,1,33,2],[33,6,33,7],[34,1,34,2],[34,6,34,7],[35,1,35,2],[35,3,35,4],[35,6,35,7],[36,1,36,2],[36,3,36,4],[36,6,36,7],[37,1,37,2],[37,6,37,7],[38,1,38,2],[38,6,38,7],[39,1,39,2],[39,6,39,7],[40,1,40,2],[40,3,40,4],[40,6,40,7],[41,1,41,2],[41,3,41,4],[41,6,41,7],[42,1,42,2],[42,6,42,7],[43,1,43,2],[43,6,43,7],[44,1,44,2],[44,6,44,7],[45,1,45,2],[45,6,45,7],[46,1,46,2],[46,6,46,7],[47,1,47,2],[47,6,47,7],[48,1,48,2],[48,6,48,7],[49,1,49,2],[49,6,49,7],[50,1,50,2],[50,6,50,7],[51,1,51,2],[51,6,51,7],[52,1,52,2],[52,6,52,7],[53,1,53,2],[53,3,53,4],[53,6,53,7],[54,1,54,2],[54,3,54,4],[54,6,54,7],[55,1,55,2],[55,3,55,4],[55,6,55,7],[56,1,56,2],[56,6,56,7],[57,1,57,2],[57,3,57,4],[57,6,57,7],[58,1,58,2],[58,3,58,4],[58,6,58,7],[59,1,59,2],[59,6,59,7],[60,1,60,2],[60,6,60,7],[61,1,61,2],[61,6,61,7],[62,1,62,2],[62,6,62,7],[63,1,63,2],[63,6,63,7],[64,1,64,2],[64,6,64,7],[65,1,65,2],[65,6,65,7],[66,1,66,2],[66,6,66,7],[67,1,67,2],[67,6,67,7],[68,1,68,2],[68,6,68,7],[69,1,69,2],[69,6,69,7],[70,1,70,2],[70,6,70,7],[71,1,71,2],[71,6,71,7],[72,1,72,2],[72,6,72,7],[73,1,73,2],[73,6,73,7],[74,1,74,2],[74,6,74,7],[75,1,75,2],[75,6,75,7],[76,1,76,2],[76,6,76,7],[77,1,77,2],[77,3,77,4],[77,6,77,7],[78,1,78,2],[78,3,78,4],[78,6,78,7],[79,0,79,8]],"flags":["formulas_cached_only"]}
["分部分项工程和单价措施项目清单与计价表","","","","","","","","","",""]
["工程名称：","","凉山州科教园区暨医学类教育服务项目\\教师周转房 9#-2【9#-2教师周转房-消防电气】","","","","","标段：","","",""]
["序号","项目编码","","项目名称","项目特征","计量\r\n单位","工程\r\n量","","金额（元）","",""]
["","","","","","","","","综合单价","合价","其   中"]
["","","","","","","","","","","暂估价"]
[" "," ","","火灾报警系统 ",""," "," ",""," "," "," "]
["1","030904008016","","消防接线端子箱","1.名称：消防端子箱（含各系统的并接端子排）\r\n2.规格：20对\r\n3.类型：详设计 \r\n4.输出形式：综合考虑\r\n5.其他详设计及满足规范要求","台","10","","148.24","1482.40",""]
["2","030904008017","","模块箱","1.名称：模块箱\r\n2.规格：详设计\r\n3.类型：详设计 \r\n4.输出形式：综合考虑\r\n5.其他详设计及满足规范要求","台","2","","141.49","282.98",""]
["3","030904001018","","感烟探测器（编码型）","1.名称：感烟探测器（编码型） \r\n2.规格：详设计 \r\n3.线制：详设计 \r\n4.类型：综合考虑\r\n5.其他详设计及满足规范要求","个","123","","73.44","9033.12",""]
["4","030904005022","","声光警报器","1.名称：声光警报器\r\n2.规格：详设计\r\n3.安装方式：墙上明设,底边距地2.3米\r\n4.其他详设计及满足规范要求","个","13","","135.96","1767.48",""]
["5","030904003023","","带电话插孔手报按钮","1.名称：带电话插孔手报按钮\r\n2.规格：详设计\r\n3.其他详设计及满足规范要求","个","11","","113.01","1243.11",""]
["6","030904003024","","消火栓按钮","1.名称：消火栓按钮 \r\n2.规格：详设计\r\n3.其他详设计及满足规范要求","个","42","","155.40","6526.80",""]
["7","030904006025","","火警专用电话","1.名称：火警专用电话 \r\n2.规格：详设计\r\n3安装方式：壁装\r\n4.其他详设计及满足规范要求","个","3","","98.59","295.77",""]
["8","030904008026","","输入模块","1.名称：输入模块 \r\n2.规格：详设计 \r\n3.类型：详设计  \r\n4.输出形式：综合考虑\r\n5.其他详设计及满足规范要求","个","32","","315.89","10108.48",""]
["9","030904008027","","输入输出模块","1.名称：输入输出模块 \r\n2.规格：详设计 \r\n3.类型：详设计  \r\n4.输出形式：综合考虑\r\n5.其他详设计及满足规范要求","个","7","","377.17","2640.19",""]
["10","030904008029","","总线隔离器","1.名称：总线隔离器\r\n2.规格：详设计 \r\n3.类型：详设计  \r\n4.输出形式：综合考虑\r\n5.其他详设计及满足规范要求","个","11","","312.49","3437.39",""]
["11","030504002022","","火灾显示盘","1.名称：火灾显示盘\r\n2.规格：满足使用要求\r\n3.安装方式;综合\r\n4.接线端子压线,单体调试\r\n5.其他要求：满足相关标准图集、规范、设计及验收要求等","台","10","","1074.10","10741.00",""]
["12","030411001045","","可挠金属套管 DN20","1.名称：配管\r\n2.材质：可挠金属套管 \r\n3.规格：DN20\r\n4.配置形式：综合考虑 \r\n5.接地要求：详设计 \r\n6.钢索材质、规格：详设计 \r\n7.其他详设计及满足规范要求","m","184.5","","12.49","2304.41",""]
["13","030411004056","","配线 WDZBN-BYJ-2.5mm2","1.名称：配线 \r\n2.配线形式：综合考虑 \r\n3.型号：WDZBN-BYJ\r\n4.规格：2.5mm2 \r\n5.材质：铜芯线 \r\n6.配线部位：综合考虑 \r\n7.配线线制：详设计 \r\n8.钢索材质、规格：详设计\r\n9.其他详设计及满足规范要求","m","739.82","","3.49","2581.97",""]
["14","030411004057","","配线 WDZBN-BYJ-4mm2","1.名称：配线 \r\n2.配线形式：综合考虑 \r\n3.型号：WDZBN-BYJ\r\n4.规格：4mm2 \r\n5.材质：铜芯线 \r\n6.配线部位：综合考虑 \r\n7.配线线制：详设计 \r\n8.钢索材质、规格：详设计\r\n9.其他详设计及满足规范要求","m","272.2","","4.08","1110.58",""]
["15","030411004058","","配线 WDZCN-RYS-2*1.5mm2","1.名称：配线 \r\n2.配线形式：综合考虑 \r\n3.型号：WDZBN-RYS \r\n4.规格：2*1.5mm2 \r\n5.材质：铜芯软线 \r\n6.配线部位：综合考虑 \r\n7.配线线制：详设计 \r\n8.钢索材质、规格：详设计\r\n9.其他详设计及满足规范要求","m","1310.55","","3.83","5019.41",""]
["16","030411004058","","配线 WDZCN-RYJS-2*1.5mm2","1.名称：配线 \r\n2.配线形式：综合考虑 \r\n3.型号：WDZCN-RYJS \r\n4.规格：2*1.5mm2 \r\n5.材质：铜芯软线 \r\n6.配线部位：综合考虑 \r\n7.配线线制：详设计 \r\n8.钢索材质、规格：详设计\r\n9.其他详设计及满足规范要求","m","469.82","","3.83","1799.41",""]
["17","030905003165","","防火控制装置调试 正压送风阀、排烟阀、防火阀","1.调试内容：正压送风阀、排烟阀、防火阀\r\n2.数量：该标段内的本区域\r\n3.满足验收规范要求，出具调试报告\r\n4.其他要求：满足相关标准图集、规范、设计及验收要求等","个","1","","132.83","132.83",""]
["18","030905003166","","防火控制装置调试 广播、通讯分机及插孔","1.调试内容：广播喇叭及音箱、通讯分机及插孔\r\n2.数量：含本项目全部点位\r\n3.满足验收规范要求，出具调试报告\r\n4.其他要求：满足相关标准图集、规范、设计及验收要求等","个","14","","50.16","702.24",""]
["19","030905003169","","防火控制装置调试(电梯)","1.名称:防火控制装置调试 \r\n2.类型:消防电梯调试\r\n3.满足验收规范要求，出具调试报告\r\n4.其他要求：满足相关标准图集、规范、设计及验收要求等","部","2","","1373.86","2747.72",""]
[" "," ","","分部小计 ",""," "," ",""," ","63957.29"," "]
[" "," ","","防火门监控系统 ",""," "," ",""," "," "," "]
["20","030507009013","","消防防火门监控区域分机","1.名称:消防防火门监控区域分机\r\n2.类型:消防防火门监控\r\n3.规格：TFJ-2012\r\n4.安装方式：综合考虑\r\n5.其他：满足设计、规范、相关图集及招标文件要求","台","1","","1733.25","1733.25",""]
["21","030904008074","","防火门控制模块","1.名称：防火门控制模块\r\n2.规格：二总线通讯,无极性,监视常闭防火门状态 \r\n3.类型：详设计 \r\n4.输出形式：综合考虑\r\n5.其他详设计及满足规范要求","个","41","","338.14","13863.74",""]
["22","030507001075","","门磁开关","1.名称：门磁开关 \r\n2.类别：智能型,金属外壳,可直接接入防火门系统中,可用于单扇或双扇常闭防火门,占用一个地址,参考感应距离≤15mm。 \r\n3.探测范围：综合考虑 \r\n4.安装方式：综合考虑\r\n5.其他详设计及满足规范要求","套","41","","118.89","4874.49",""]
["23","030411004078","","配线 WDZN-RYS-2*1.5mm2","1.名称：配线 \r\n2.配线形式：综合考虑 \r\n3.型号：WDZN-RYS \r\n4.规格：2*1.5mm2 \r\n5.材质：铜芯软线 \r\n6.配线部位：综合考虑 \r\n7.配线线制：详设计 \r\n8.钢索材质、规格：详设计\r\n9.其他详设计及满足规范要求","m","443.22","","3.83","1697.53",""]
[" "," ","","分部小计 ",""," "," ",""," ","22169.01"," "]
[" "," ","","电气火灾监控系统 ",""," "," ",""," "," "," "]
["24","030503006082","","电气火灾监控模块","1.名称：电气火灾监控模块\r\n2.类别：详设计 \r\n3.功能：综合考虑 \r\n4.规格：详设计\r\n5.其他详设计及满足规范要求","台","4","","460.54","1842.16",""]
["25","030411004081","","配线 WDZN-RYS-2*1.5mm2","1.名称：配线 \r\n2.配线形式：综合考虑 \r\n3.型号：WDZN-RYSP\r\n4.规格：2*1.5mm2 \r\n5.材质：铜芯软线 \r\n6.配线部位：综合考虑 \r\n7.配线线制：详设计 \r\n8.钢索材质、规格：详设计\r\n9.其他详设计及满足规范要求","m","222.41","","3.83","851.83",""]
[" "," ","","分部小计 ",""," "," ",""," ","2693.99"," "]
[" "," ","","消防设备电源监控系统 ",""," "," ",""," "," "," "]
["26","030503006082","","消防设备电源监控模块","1.名称：消防设备电源监控模块 \r\n2.类别：详设计 \r\n3.功能：综合考虑 \r\n4.规格：详设计\r\n5.其他详设计及满足规范要求","台","4","","480.34","1921.36",""]
["27","030411004084","","配线 WDZCN-RYSP-2*1.5mm2","1.名称：配线 \r\n2.配线形式：综合考虑 \r\n3.型号：WDZCN-RYSP\r\n4.规格：2*1.5mm2 \r\n5.材质：铜芯软线 \r\n6.配线部位：综合考虑 \r\n7.配线线制：详设计 \r\n8.钢索材质、规格：详设计\r\n9.其他详设计及满足规范要求","m","276.21","","5.76","1590.97",""]
["28","030411004085","","配线 WDZBN-BYJ-1.5mm2","1.名称：配线 \r\n2.配线形式：综合考虑 \r\n3.型号：WDZBN-BYJ\r\n4.规格：1.5mm2 \r\n5.材质：铜芯线 \r\n6.配线部位：综合考虑 \r\n7.配线线制：详设计 \r\n8.钢索材质、规格：详设计\r\n9.其他详设计及满足规范要求","m","352.62","","2.56","902.71",""]
[" "," ","","分部小计 ",""," "," ",""," ","4415.04"," "]
[" "," ","","集中控制应急照明系统 ",""," "," ",""," "," "," "]
["29","030404017007","","A型应急照明集中电源 KW-D-0.6KVA","1.名称：A型应急照明集中电源\r\n2.规格、型号：KW-D-0.6KVA\r\n3.安装形式：挂墙安装\r\n4.不含端子板外部接线、压铜接线端子\r\n5.含支架、开孔，配线，盘柜防火，堵洞等成套配置","台","2","","2053.71","4107.42",""]
["30","030412004081","","集中电源集中控制型消防应急标志灯(单面单向) KW-BLJC-1LEⅡ0.3W-915A","1.名称：集中电源集中控制型消防应急标志灯(单面单向)  \r\n2.规格、型号：KW-BLJC-1LEⅡ0.3W-915A\r\n3.安装形式：嵌墙安装,底边距地面0.5m\r\n4.满足设计图纸及验收规范要求","套","79","","58.52","4623.08",""]
["31","030412004081","","楼层显示标志灯","1.名称：楼层显示标志灯\r\n2.规格、型号：详设计\r\n3.安装形式：壁装,底边距地面2.5m\r\n4.满足设计图纸及验收规范要求","套","22","","74.88","1647.36",""]
["32","030412004080","","集中电源集中控制型安全出口标志灯 KW-BLJC-1OEⅡ0.3W-918AA","1.名称：集中电源集中控制型安全出口标志灯   \r\n2.规格、型号：KW-BLJC-1OEⅡ0.3W-918AA\r\n3.安装形式：挂墙安装,门楣上0.1m\r\n4.满足设计图纸及验收规范要求","套","3","","63.79","191.37",""]
["33","030412004080","","集中电源集中控制型疏散出口标志灯 KW-BLJC-1OEⅡ0.3W-918A","1.名称：集中电源集中控制型疏散出口标志灯   \r\n2.规格、型号：KW-BLJC-1OEⅡ0.3W-918A \r\n3.安装形式：挂墙安装,门楣上0.1m\r\n4.满足设计图纸及验收规范要求","套","41","","58.52","2399.32",""]
["34","030412004080","","集中电源集中控制型消防应急照明灯 KW-ZFJC-E5W-835B,600lm","1.名称：集中电源集中控制型消防应急照明灯   \r\n2.规格、型号：KW-ZFJC-E5W-835B,600lm\r\n3.安装形式：吸顶安装 \r\n4.满足设计图纸及验收规范要求","套","133","","63.90","8498.70",""]
["35","030412004080","","集中电源集中控制型消防应急照明灯（室外型） KW-ZFJC-E5W-835B,600lm","1.名称：集中电源集中控制型消防应急照明灯（室外型） \r\n2.规格、型号：KW-ZFJC-E5W-835B,600lm\r\n3.安装形式：壁装,底边距地面2.5m/门楣上0.1m，在室外或地面上设置时,防护等级不低于IP67。\r\n4.满足设计图纸及验收规范要求","套","3","","67.42","202.26",""]
["36","030404032090","","无端子外部接线 ≤2.5mm2","1.名称：无端子外部接线 \r\n2.型号、规格：≤2.5mm2  \r\n3.满足设计图纸及验收规范要求","个","60","","8.32","499.20",""]
["37","030411004081","","配线 WDZCN-RYJS-2*2.5mm2","1.名称：配线 \r\n2.配线形式：综合考虑 \r\n3.型号：WDZCN-RYJS\r\n4.规格：2*2.5mm2\r\n5.材质：铜芯软线 \r\n6.配线部位：综合考虑 \r\n7.配线线制：详设计 \r\n8.钢索材质、规格：详设计\r\n9.其他详设计及满足规范要求","m","1745.48","","4.37","7627.75",""]
["38","030411004084","","配线 WDZCN-RYJSP-2*1.5mm2","1.名称：配线 \r\n2.配线形式：综合考虑 \r\n3.型号：WDZCN-RYJSP\r\n4.规格：2*1.5mm2 \r\n5.材质：铜芯软线 \r\n6.配线部位：综合考虑 \r\n7.配线线制：详设计 \r\n8.钢索材质、规格：详设计\r\n9.其他详设计及满足规范要求","m","225.2","","5.76","1297.15",""]
["39","030411001089","","金属软管 DN20","1.名称：金属软管 \r\n2.材质：过塑金属 \r\n3.规格： DN20\r\n4.其他：满足施工规范、验收规范及设计要求","m","199.5","","44.97","8971.52",""]
[" "," ","","分部小计 ",""," "," ",""," ","40065.13"," "]
[" "," ","","单价措施项目清单 ",""," "," ",""," "," "," "]
[" "," ","","其他措施项目 ",""," "," ",""," "," "," "]
["40","031302007001","","高层施工增加费"," ","项"," ",""," ","",""]
[" "," ","","分部小计 ",""," "," ",""," "," "," "]
[" "," ","","专业措施项目 ",""," "," ",""," "," "," "]
["41","031301001001","","吊装加固"," ","项"," ",""," ","",""]
["42","031301002001","","金属抱杆安装拆除、移位"," ","项"," ",""," ","",""]
["43","031301003001","","平台铺设、拆除"," ","项"," ",""," ","",""]
["44","031301004001","","顶升、提升装置"," ","项"," ",""," ","",""]
["45","031301005001","","大型设备专用机具"," ","项"," ",""," ","",""]
["46","031301006001","","焊接工艺评定"," ","项"," ",""," ","",""]
["47","031301007001","","胎（模）具制作、安装、拆除"," ","项"," ",""," ","",""]
["48","031301008001","","防护棚制作安装拆除"," ","项"," ",""," ","",""]
["49","031301009001","","特殊地区施工增加"," ","项"," ",""," ","",""]
["50","031301010001","","安装与生产同时进行施工增加"," ","项"," ",""," ","",""]
["51","031301011001","","在有害身体健康环境中施工增加"," ","项"," ",""," ","",""]
["52","031301012001","","工程系统检测、检验"," ","项"," ",""," ","",""]
["53","031301013001","","设备、管道施工的安全、防冻和焊接保护"," ","项"," ",""," ","",""]
["54","031301014001","","焦炉烘炉、热态工程"," ","项"," ",""," ","",""]
["55","031301015001","","管道安拆后的充气保护"," ","项"," ",""," ","",""]
["56","031301016001","","隧道内施工的通风、供水、供气、供电、照明及通讯设施"," ","项"," ",""," ","",""]
["57","031301017001","","脚手架搭拆"," ","项","1","","1817.78","1817.78",""]
["58","031301018001","","其他措施"," ","项"," ",""," ","",""]
[" "," ","","分部小计 ",""," "," ",""," ","1817.78"," "]
[" "," ","","分部小计 ",""," "," ",""," ","1817.78"," "]
["合　　计","","","","","","","","","135118.24",""]

{"sheet":"F.4 总价措施项目清单计价表(表-11)【教师周转房 9~3","index":205,"n_rows":15,"n_cols":12,"rows_kept":15,"merged":[[0,0,0,11],[1,0,1,1],[1,2,1,5],[1,6,1,7],[1,8,1,11],[2,1,2,2],[2,3,2,4],[2,8,2,9],[3,1,3,2],[3,3,3,4],[3,8,3,9],[4,1,4,2],[4,3,4,4],[4,8,4,9],[5,1,5,2],[5,3,5,4],[5,8,5,9],[6,1,6,2],[6,3,6,4],[6,8,6,9],[7,1,7,2],[7,3,7,4],[7,8,7,9],[8,1,8,2],[8,3,8,4],[8,8,8,9],[9,1,9,2],[9,3,9,4],[9,8,9,9],[10,1,10,2],[10,3,10,4],[10,8,10,9],[11,1,11,2],[11,3,11,4],[11,8,11,9],[12,1,12,2],[12,3,12,4],[12,8,12,9],[13,1,13,2],[13,3,13,4],[13,8,13,9],[14,0,14,6],[14,8,14,9]],"flags":["formulas_cached_only"]}
["总价措施项目清单计价表","","","","","","","","","","",""]
["工程名称：","","凉山州科教园区暨医学类教育服务项目\\教师周转房 9#-2【9#-2教师周转房-消防电气】","","","","标段：","","","","",""]
["序 号","项目编码","","项目名称","","计算基础","费率\r\n（%）","金额\r\n（元）","调整费率\r\n(%)","","调整后\r\n金额(元)","备注"]
["1","031302001001","","安全文明施工费",""," "," ","7507.06","","",""," "]
["1.1","①","","环境保护费","","分部分项工程及单价措施项目(定额人工费+定额机械费)","1.1","594.08","","",""," "]
["1.2","②","","文明施工费","","分部分项工程及单价措施项目(定额人工费+定额机械费)","2.5","1350.19","","",""," "]
["1.3","③","","安全施工费","","分部分项工程及单价措施项目(定额人工费+定额机械费)","3.9","2106.30","","",""," "]
["1.4","④","","临时设施费","","分部分项工程及单价措施项目(定额人工费+定额机械费)","6.4","3456.49","","",""," "]
["2","031302002001","","夜间施工增加费",""," "," ","259.24","","",""," "]
["3","031302003001","","非夜间施工增加",""," "," ","","","",""," "]
["4","031302004001","","二次搬运费",""," "," ","124.22","","",""," "]
["5","031302005001","","冬雨季施工增加费",""," "," ","194.43","","",""," "]
["6","031302006001","","已完工程及设备保护费",""," "," ","","","",""," "]
["7","031302008001","","工程定位复测费",""," "," ","48.61","","",""," "]
["合　　计","","","","","","","8133.56","-","","-","-"]

{"sheet":"H 规费、税金项目清单计价表(表-13)【教师周转房 9#~3","index":206,"n_rows":7,"n_cols":6,"rows_kept":7,"merged":[[0,0,0,5],[1,1,1,2],[1,3,1,4],[6,0,6,4]],"flags":["formulas_cached_only"]}
["规费、税金项目计价表","","","","",""]
["工程名称：","凉山州科教园区暨医学类教育服务项目\\教师周转房 9#-2【9#-2教师周转房-消防电气】","","标段：","",""]
["序号","项目名称","计算基础","计算基数","计算费率（％）","金额(元)"]
["1","规费","分部分项定额人工费+单价措施项目定额人工费","53438.40","8.36","4467.45"]
["2","销项增值税额","分部分项工程费+措施项目费+其他项目费+规费+按实计算费用+创优质工程奖补偿奖励费-按规定不计税的工程设备金额-除税甲供材料（设备）费","147719.25","9","13294.73"]
["3","附加税","分部分项工程费+措施项目费+其他项目费+规费+按实计算费用+创优质工程奖补偿奖励费-按规定不计税的工程设备金额-除税甲供材料（设备）费","147719.25","0.313","462.36"]
["合计","","","","","18224.54"]

{"sheet":"L.2 承包人提供主要材料和工程设备一览表(表-21)【教~3","index":207,"n_rows":38,"n_cols":10,"rows_kept":38,"merged":[[0,0,0,9],[1,1,1,4],[1,5,1,7],[1,8,1,9],[2,4,2,5],[3,4,3,5],[4,4,4,5],[5,4,5,5],[6,4,6,5],[7,4,7,5],[8,4,8,5],[9,4,9,5],[10,4,10,5],[11,4,11,5],[12,4,12,5],[13,4,13,5],[14,4,14,5],[15,4,15,5],[16,4,16,5],[17,4,17,5],[18,4,18,5],[19,4,19,5],[20,4,20,5],[21,4,21,5],[22,4,22,5],[23,4,23,5],[24,4,24,5],[25,4,25,5],[26,4,26,5],[27,4,27,5],[28,4,28,5],[29,4,29,5],[30,4,30,5],[31,4,31,5],[32,4,32,5],[33,4,33,5],[34,4,34,5],[35,4,35,5],[36,4,36,5],[37,4,37,5]],"flags":["formulas_cached_only"]}
[" 承包人提供主要材料和工程设备一览表\r\n（适用造价信息差额调整法）","","","","","","","","",""]
["工程名称：","凉山州科教园区暨医学类教育服务项目\\教师周转房 9#-2【9#-2教师周转房-消防电气】","","","","标段：","","","",""]
["序号","名称、规格、型号","单位","数量","风险系数(%)","","基准单价(元)","投标单价(元)","发承包人确认单价(元)","备注"]
["1","消防接线端子箱","台","10"," ","","61.20","",""," "]
["2","模块箱","台","2"," ","","61.20","",""," "]
["3","感烟探测器（编码型）","个","123"," ","","23.36","",""," "]
["4","声光警报器","个","13"," ","","31.73","",""," "]
["5","消火栓按钮","个","42"," ","","22.82","",""," "]
["6","输入模块","个","32"," ","","25.86","",""," "]
["7","输入输出模块","个","7"," ","","30.49","",""," "]
["8","总线隔离器","个","11"," ","","19.35","",""," "]
["9","火灾显示盘","台","10"," ","","723.75","",""," "]
["10","配线 WDZBN-BYJ-2.5mm2","m","858.191"," ","","1.83","",""," "]
["11","配线 WDZBN-BYJ-4mm2","m","299.42"," ","","2.84","",""," "]
["12","消防防火门监控区域分机","台","1"," ","","945.00","",""," "]
["13","防火门控制模块","个","41"," ","","45.00","",""," "]
["14","门磁开关","套","41"," ","","90.00","",""," "]
["15","电气火灾监控模块","台","4"," ","","167.40","",""," "]
["16","配线 WDZN-RYS-2*1.5mm2","m","718.881"," ","","2.37","",""," "]
["17","消防设备电源监控模块","台","4"," ","","187.20","",""," "]
["18","配线 WDZCN-RYSP-2*1.5mm2","m","298.307"," ","","4.16","",""," "]
["19","配线 WDZBN-BYJ-1.5mm2","m","409.039"," ","","1.15","",""," "]
["20","集中电源集中控制型消防应急标志灯(单面单向) KW-BLJC-1LEⅡ0.3W-915A","套","79.79"," ","","27.00","",""," "]
["21","楼层显示标志灯","套","22.22"," ","","43.20","",""," "]
["22","集中电源集中控制型安全出口标志灯 KW-BLJC-1OEⅡ0.3W-918AA","套","3.03"," ","","32.22","",""," "]
["23","集中电源集中控制型疏散出口标志灯 KW-BLJC-1OEⅡ0.3W-918A","套","41.41"," ","","27.00","",""," "]
["24","集中电源集中控制型消防应急照明灯 KW-ZFJC-E5W-835B,600lm","套","134.33"," ","","32.40","",""," "]
["25","集中电源集中控制型消防应急照明灯（室外型） KW-ZFJC-E5W-835B,600lm","套","3.03"," ","","32.40","",""," "]
["26","无端子外部接线 ≤2.5mm2","个","60"," ","","4.50","",""," "]
["27","配线 WDZCN-RYJS-2*2.5mm2","m","1885.118"," ","","2.73","",""," "]
["28","配线 WDZCN-RYJSP-2*1.5mm2","m","243.216"," ","","4.16","",""," "]
["29","金属软管 DN20","m","205.485"," ","","2.45","",""," "]
["30","配线 WDZCN-RYS-2*1.5mm2","m","1415.394"," ","","2.37","",""," "]
["31","配线 WDZCN-RYJS-2*1.5mm2","m","507.406"," ","","2.37","",""," "]
["32","带电话插孔手报按钮","个","11"," ","","23.56","",""," "]
["33","火警专用电话","个","3"," ","","59.18","",""," "]
["34","可挠金属套管 DN20","m","195.57"," ","","2.70","",""," "]
["35","A型应急照明集中电源 KW-D-0.6KVA","台","2"," ","","1260.00","",""," "]

{"sheet":"E.3 单位工程招标控制价汇总表(表-04)【教师周转房 ~4","index":208,"n_rows":20,"n_cols":5,"rows_kept":20,"merged":[[0,0,0,4],[1,0,1,1],[2,1,2,2],[3,1,3,2],[4,1,4,2],[5,1,5,2],[6,1,6,2],[7,1,7,2],[8,1,8,2],[9,1,9,2],[10,1,10,2],[11,1,11,2],[12,1,12,2],[13,1,13,2],[14,1,14,2],[15,1,15,2],[16,1,16,2],[17,1,17,2],[18,1,18,2],[19,0,19,2]],"flags":["formulas_cached_only"]}
["单位工程招标控制价汇总表","","","",""]
["工程名称：","","凉山州科教园区暨医学类教育服务项目\\教师周转房 9#-2【9#-2教师周转房-消防水】","标段：",""]
["序号","汇总内容","","金  额（元）","其中:暂估价(元)"]
["1","分部分项及单价措施项目","","496562.38"," "]
[" ","0309 消火栓系统 ","","337190.58"," "]
[" ","0309 喷淋系统 ","","153382.26"," "]
["2","总价措施项目","","22899.13","-"]
["2.1","其中：安全文明施工费","","21135.32","-"]
["3","其他项目",""," ","-"]
["3.1","其中：暂列金额",""," ","-"]
["3.2","其中：专业工程暂估价",""," ","-"]
["3.3","其中：计日工",""," ","-"]
["3.4","其中：总承包服务费",""," ","-"]
["4","规费","","12142.93","-"]
["5","创优质工程奖补偿奖励费",""," ","-"]
["6","税前不含税工程造价","","531604.44","-"]
["6.1","其中：除税甲供材料（设备）费",""," ","-"]
["7","销项增值税额","","47844.40","-"]
["8","附加税","","1663.92","-"]
[" 招标控制价/投标报价总价合计=税前不含税工程造价+销项增值税额+附加税","","","581112.76"," "]

{"sheet":"F.1.1 分部分项工程和单价措施项目清单与计价表(表-~38","index":209,"n_rows":95,"n_cols":11,"rows_kept":95,"merged":[[0,0,0,10],[1,0,1,1],[1,2,1,6],[1,7,1,8],[1,9,1,10],[2,0,4,0],[2,1,4,2],[2,3,4,3],[2,4,4,4],[2,5,4,5],[2,6,4,7],[2,8,2,10],[3,8,4,8],[3,9,4,9],[5,1,5,2],[5,3,5,4],[5,6,5,7],[6,1,6,2],[6,6,6,7],[7,1,7,2],[7,6,7,7],[8,1,8,2],[8,6,8,7],[9,1,9,2],[9,6,9,7],[10,1,10,2],[10,6,10,7],[11,1,11,2],[11,6,11,7],[12,1,12,2],[12,6,12,7],[13,1,13,2],[13,6,13,7],[14,1,14,2],[14,6,14,7],[15,1,15,2],[15,6,15,7],[16,1,16,2],[16,6,16,7],[17,1,17,2],[17,6,17,7],[18,1,18,2],[18,6,18,7],[19,1,19,2],[19,6,19,7],[20,1,20,2],[20,6,20,7],[21,1,21,2],[21,6,21,7],[22,1,22,2],[22,6,22,7],[23,1,23,2],[23,6,23,7],[24,1,24,2],[24,6,24,7],[25,1,25,2],[25,6,25,7],[26,1,26,2],[26,6,26,7],[27,1,27,2],[27,6,27,7],[28,1,28,2],[28,6,28,7],[29,1,29,2],[29,6,29,7],[30,1,30,2],[30,6,30,7],[31,1,31,2],[31,6,31,7],[32,1,32,2],[32,6,32,7],[33,1,33,2],[33,6,33,7],[34,1,34,2],[34,6,34,7],[35,1,35,2],[35,6,35,7],[36,1,36,2],[36,6,36,7],[37,1,37,2],[37,6,37,7],[38,1,38,2],[38,6,38,7],[39,1,39,2],[39,6,39,7],[40,1,40,2],[40,3,40,4],[40,6,40,7],[41,1,41,2],[41,3,41,4],[41,6,41,7],[42,1,42,2],[42,6,42,7],[43,1,43,2],[43,6,43,7],[44,1,44,2],[44,6,44,7],[45,1,45,2],[45,6,45,7],[46,1,46,2],[46,6,46,7],[47,1,47,2],[47,6,47,7],[48,1,48,2],[48,6,48,7],[49,1,49,2],[49,6,49,7],[50,1,50,2],[50,6,50,7],[51,1,51,2],[51,6,51,7],[52,1,52,2],[52,6,52,7],[53,1,53,2],[53,6,53,7],[54,1,54,2],[54,6,54,7],[55,1,55,2],[55,6,55,7],[56,1,56,2],[56,6,56,7],[57,1,57,2],[57,6,57,7],[58,1,58,2],[58,6,58,7],[59,1,59,2],[59,6,59,7],[60,1,60,2],[60,6,60,7],[61,1,61,2],[61,6,61,7],[62,1,62,2],[62,6,62,7],[63,1,63,2],[63,6,63,7],[64,1,64,2],[64,6,64,7],[65,1,65,2],[65,6,65,7],[66,1,66,2],[66,6,66,7],[67,1,67,2],[67,6,67,7],[68,1,68,2],[68,3,68,4],[68,6,68,7],[69,1,69,2],[69,3,69,4],[69,6,69,7],[70,1,70,2],[70,3,70,4],[70,6,70,7],[71,1,71,2],[71,6,71,7],[72,1,72,2],[72,3,72,4],[72,6,72,7],[73,1,73,2],[73,3,73,4],[73,6,73,7],[74,1,74,2],[74,6,74,7],[75,1,75,2],[75,6,75,7],[76,1,76,2],[76,6,76,7],[77,1,77,2],[77,6,77,7],[78,1,78,2],[78,6,78,7],[79,1,79,2],[79,6,79,7],[80,1,80,2],[80,6,80,7],[81,1,81,2],[81,6,81,7],[82,1,82,2],[82,6,82,7],[83,1,83,2],[83,6,83,7],[84,1,84,2],[84,6,84,7],[85,1,85,2],[85,6,85,7],[86,1,86,2],[86,6,86,7],[87,1,87,2],[87,6,87,7],[88,1,88,2],[88,6,88,7],[89,1,89,2],[89,6,89,7],[90,1,90,2],[90,6,90,7],[91,1,91,2],[91,6,91,7],[92,1,92,2],[92,3,92,4],[92,6,92,7],[93,1,93,2],[93,3,93,4],[93,6,93,7],[94,0,94,8]],"flags":["formulas_cached_only"]}
["分部分项工程和单价措施项目清单与计价表","","","","","","","","","",""]
["工程名称：","","凉山州科教园区暨医学类教育服务项目\\教师周转房 9#-2【9#-2教师周转房-消防水】","","","","","标段：","","",""]
["序号","项目编码","","项目名称","项目特征","计量\r\n单位","工程\r\n量","","金额（元）","",""]
["","","","","","","","","综合单价","合价","其   中"]
["","","","","","","","","","","暂估价"]
[" "," ","","0309 消火栓系统 ",""," "," ",""," "," "," "]
["1","030901002001","","内外壁热浸镀锌钢管 DN65","1.安装部位：室内 \r\n2.材质：内外壁热浸镀锌加厚钢管\r\n3.型号、规格：DN65mm\r\n4.连接形式：卡箍连接\r\n5.含直管、管件费等\r\n6.按规范要求对管道进行吹扫、冲洗、水压试验等\r\n7.其它：满足设计及规范要求","m","1.78","","78.05","138.93",""]
["2","030901002002","","内外壁热浸镀锌钢管 DN100","1.安装部位：室内\r\n2.材质：内外壁热浸镀锌加厚钢管\r\n3.型号、规格：DN100mm\r\n4.连接形式：卡箍连接\r\n5.含直管、管件费等\r\n6.按规范要求对管道进行吹扫、冲洗、水压试验等\r\n7.其它：满足设计及规范要求","m","553.2","","111.23","61532.44",""]
["3","030901002002","","内外壁热浸镀锌钢管 DN150","1.安装部位：室内\r\n2.材质：内外壁热浸镀锌钢管\r\n3.型号、规格：DN150mm\r\n4.连接形式：卡箍连接\r\n5.含直管、管件费等\r\n6.按规范要求对管道进行吹扫、冲洗、水压试验等\r\n7.其它：满足设计及规范要求","m","132.84","","194.60","25850.66",""]
["4","030901002001","","内外壁热浸镀锌加厚钢管 DN65","1.安装部位：室内 \r\n2.材质：内外壁热浸镀锌加厚钢管\r\n3.型号、规格：DN65mm\r\n4.连接形式：卡箍连接\r\n5.含直管、管件费等\r\n6.按规范要求对管道进行吹扫、冲洗、水压试验等\r\n7.其它：满足设计及规范要求","m","303.43","","91.04","27624.27",""]
["5","030901002002","","内外壁热浸镀锌加厚钢管 DN100","1.安装部位：室内\r\n2.材质：内外壁热浸镀锌加厚钢管\r\n3.型号、规格：DN100mm\r\n4.连接形式：卡箍连接\r\n5.含直管、管件费等\r\n6.按规范要求对管道进行吹扫、冲洗、水压试验等\r\n7.其它：满足设计及规范要求","m","103.79","","123.49","12817.03",""]
["6","030901002002","","内外壁热浸镀锌加厚钢管 DN150","1.安装部位：室内\r\n2.材质：内外壁热浸镀锌加厚钢管\r\n3.型号、规格：DN150mm\r\n4.连接形式：卡箍连接\r\n5.含直管、管件费等\r\n6.按规范要求对管道进行吹扫、冲洗、水压试验等\r\n7.其它：满足设计及规范要求","m","429.18","","203.07","87153.58",""]
["7","031201001003","","管道刷油","1.名称：管道刷油\r\n2.标志色方式、品种：消火栓管刷樟丹二道,红色调和漆二道;自动喷水管刷樟丹二道,红色黄环调和漆二道。\r\n3.满足设计图纸及验收规范要求","m2","168.88","","7.91","1335.84",""]
["8","030807003004","","带锁定装置的双向型蝶阀 DN50","1.名称：带锁定装置的双向型蝶阀\r\n2.材质：详设计\r\n3.型号、规格：DN50mm \r\n4.连接形式：法兰连接\r\n5.其他：满足设计及规范要求","个","3","","189.05","567.15",""]
["9","030807003004","","带锁定装置的双向型蝶阀 DN65","1.名称：带锁定装置的双向型蝶阀\r\n2.材质：详设计\r\n3.型号、规格：DN65mm \r\n4.连接形式：法兰连接\r\n5.其他：满足设计及规范要求","个","1","","211.38","211.38",""]
["10","030807003005","","带锁定装置的双向型蝶阀 DN100","1.名称：带锁定装置的双向型蝶阀\r\n2.材质：详设计\r\n3.型号、规格：DN100mm \r\n4.连接形式：法兰连接\r\n5.其他：满足设计及规范要求","个","12","","356.73","4280.76",""]
["11","030807003005","","带锁定装置的双向型蝶阀 DN150","1.名称：带锁定装置的双向型蝶阀\r\n2.材质：详设计\r\n3.型号、规格：DN150mm \r\n4.连接形式：法兰连接\r\n5.其他：满足设计及规范要求","个","7","","541.74","3792.18",""]
["12","030807003006","","金属波纹管 DN150","1.名称：金属波纹管\r\n2.材质：详设计\r\n3.型号、规格：DN150mm \r\n4.连接形式：法兰连接\r\n5.其他：满足设计及规范要求","个","2","","984.82","1969.64",""]
["13","030901010007","","甲型单栓带灭火器箱组合式消防柜","1.名称：甲型单栓带灭火器箱组合式消防柜\r\n2.安装部位：室内 \r\n3.型号、规格：详设计\r\n4.内配减压稳压消火栓SNW65-Ⅲ、衬胶水龙带25m一条,直流水枪19mm一支.报警按钮和指示灯各1个\r\n5.消火栓按钮另列清单项\r\n6.其他：满足设计及规范要求","套","41","","835.25","34245.25",""]
["14","030901010008","","试验消火栓箱","1.名称：试验消火栓箱\r\n2.安装部位：室内 \r\n3.型号、规格：详设计\r\n4.附件配置：消火栓柜1800×700×180。箱内配SN65或SNW65一个;DN65、L25m衬胶水带一条;φ19mm水枪一支;带消防软管卷盘,软管长度30米\r\n5.消火栓按钮另列清单项\r\n6.其他：满足设计及规范要求","套","1","","187.82","187.82",""]
["15","030901013009","","手提式磷酸铵盐干粉灭火器  MF/ABC4","1.名称：磷酸铵盐干粉灭火器\r\n2.形式：手提式\r\n3.规格、型号：MF/ABC4\r\n4.其它：满足施工图设计要求及施工验收规范要求","具","126","","52.59","6626.34",""]
["16","030901013009","","灭火器放置箱","1.名称：灭火器放置箱\r\n2.形式：挂墙\r\n3.规格、型号：详设计\r\n4.其它：满足施工图设计要求及施工验收规范要求","个","22","","61.16","1345.52",""]
["17","030703022010","","自动排气阀  DN25","1.类型：自动排气阀\r\n2.材质：碳钢\r\n3.型号、规格：WP DN20mm\r\n4.含截止阀\r\n5.其他：满足设计及规范要求","个","2","","57.44","114.88",""]
["18","030815001015","","管道支架制作安装","1.名称：管道支架及套管\r\n2.材质：型钢（综合）\r\n3.支架除锈后刷樟丹二道，灰色调和漆两道\r\n4.其它：满足设计及规范要求","kg","627.27","","17.69","11096.41",""]
["19","031006002017","","消火栓系统增压稳压设备","1.设备名称：消火栓系统增压稳压设备 \r\n2.型号、规格：详设计\r\n3.水泵主要技术参数：Q=1L/s H=20m N=1.5KW(一用一备),配有效容积150L的气压罐\r\n4.附件名称、规格、数量：含稳压泵，气压罐等所有内容综合考虑 \r\n5.减震装置形式：减震措施等综合考虑\r\n6.其他详设计及满足规范要求","套","1","","10395.10","10395.10",""]
["20","031001001018","","衬塑钢管 DN100（溢流管）","1.安装部位：溢流管\r\n2.介质：衬塑钢管\r\n3.规格、压力等级：DN65 \r\n4.连接形式：详设计 \r\n5.压力试验及吹、洗设计要求：详设计\r\n6 警示带形式：详设计\r\n7.含管件等综合考虑\r\n8.其他详设计及满足规范要求","m","5.1","","105.97","540.45",""]
["21","031001001019","","通气管 DN100","1.安装部位：通气管 \r\n2.介质：通气管 \r\n3.规格、压力等级：DN100  \r\n4.连接形式：详设计 \r\n5.压力试验及吹、洗设计要求：详设计\r\n6 警示带形式：详设计\r\n7.含管件等综合考虑\r\n8.其他详设计及满足规范要求","m","0.7","","92.31","64.62",""]
["22","031003003021","","旋启式止回阀 DN50","1.类型：旋启式止回阀 \r\n2.材质：球墨铸铁阀体 \r\n3.规格、压力等级：DN50 \r\n4.连接形式：法兰连接 \r\n5.焊接方法：详设计\r\n6.含沟槽法兰等综合考虑\r\n7.其他详设计及满足规范要求","个","2","","211.40","422.80",""]
["23","031003003021","","旋启式止回阀 DN100","1.类型：旋启式止回阀 \r\n2.材质：球墨铸铁阀体 \r\n3.规格、压力等级：DN100 \r\n4.连接形式：法兰连接 \r\n5.焊接方法：详设计\r\n6.含沟槽法兰等综合考虑\r\n7.其他详设计及满足规范要求","个","2","","1077.19","2154.38",""]
["24","031003003022","","消防-放空阀 DN65","1.类型：放空阀 \r\n2.材质：球墨铸铁阀体 \r\n3.规格、压力等级：DN65 \r\n4.连接形式：法兰连接 \r\n5.焊接方法：详设计\r\n6.含沟槽法兰等综合考虑\r\n7.其他详设计及满足规范要求","个","1","","245.47","245.47",""]
["25","031003003024","","旋流防止器 DN100","1.类型：旋流防止器 \r\n2.材质：详设计\r\n3.规格、压力等级：DN100 \r\n4.连接形式：法兰连接 \r\n5.焊接方法：详设计\r\n6.含法兰等综合考虑\r\n7.其他详设计及满足规范要求","个","1","","1091.31","1091.31",""]
["26","030807003004","","旋流防止器 DN50","1.名称：旋流防止器\r\n2.材质：详设计\r\n3.型号、规格：DN50mm \r\n4.连接形式：法兰连接\r\n5.其他：满足设计及规范要求","个","2","","607.43","1214.86",""]
["27","031003010024","","可曲挠橡胶接头 DN50","1.材质：可曲挠橡胶接头 \r\n2.规格：DN50\r\n3.连接形式：螺纹连接\r\n4.其他详设计及满足规范要求","个","5","","105.28","526.40",""]
["28","030601004025","","流量开关","1.名称：流量开关 \r\n2.型号：详设计 \r\n3.规格：详设计 \r\n4.防雨罩、保护（温）箱形式、材质：详设计 \r\n5.支架形式、材质：详设计\r\n6.其他详设计及满足规范要求","台","1","","970.51","970.51",""]
["29","030601002067","","压力开关","1.名称:压力开关\r\n2.规格、技术参数:综合考虑\r\n3.安装部位及方式:综合考虑\r\n4、含所有附配件制作、安装及调试\r\n5.其他要求：满足相关标准图集、规范、设计及验收要求等","台","1","","344.79","344.79",""]
["30","030503006027","","磁耦合液位计（就地显示水位）","1.名称：磁耦合液位计（就地显示水位） \r\n2.类别：详设计 \r\n3.功能：详设计 \r\n4.规格：综合考虑\r\n5.含液位计，玻璃管、截止阀等综合考虑，安装详12S101-96页\r\n6.其他详设计及满足规范要求","台","1","","751.58","751.58",""]
["31","030703007028","","防虫网罩（18目不锈钢丝网）","1.名称：防虫网罩 \r\n2.型号：详设计 \r\n3.规格：18目不锈钢丝网 \r\n4.质量：详设计 \r\n5.类型：详设计  \r\n6.形式：详设计 \r\n7.其他详设计及满足规范要求","个","3","","40.89","122.67",""]
["32","031006015029","","不锈钢消防水箱18m3","1.材质、类型：不锈钢消防水箱 \r\n2.型号、规格：外形尺寸: 采用不锈钢保温水箱,L*B*H=3.5m*4.0m*2.0m,有效水深1.3m,有效容积18.0m3\r\n3.含内设导流板、带锁具的检修孔、通气管、防虫网罩等附件\r\n4.基础型钢制作安装\r\n5.消防水箱采取防冻隔热保温层,保温做法参考16S401\r\n6.满足设计图纸及验收规范要求","台","1","","24667.40","24667.40",""]
["33","030905002016","","消火栓灭火系统调试","1.系统形式：消火栓灭火系统调试\r\n2.其它：满足施工图设计要求及施工验收规范要求","点","41","","294.56","12076.96",""]
["34","031001007084","","钢丝网骨架复合给水管 DN100","1.安装部位：室外\r\n2.介质：冷水\r\n3.规格、压力等级：DN100 1.6MPa\r\n4.连接方式：综合考虑\r\n5.包含配套管件及附件\r\n6.含水压试验、管道冲洗等综合考虑\r\n7.其他要求：满足相关标准图集、规范、设计及验收要求等","m","7","","101.60","711.20",""]
[" "," ","","分部小计 ",""," "," ",""," ","337190.58"," "]
[" "," ","","0309 喷淋系统 ",""," "," ",""," "," "," "]
["35","030901001015","","内外壁热浸镀锌钢管 DN25","1.安装部位：室内 \r\n2.材质、规格：内外壁热浸镀锌钢管 DN25\r\n3.连接形式：螺纹连接\r\n4.含直管、管件费等\r\n5.按规范要求对管道进行吹扫、冲洗、水压试验等\r\n6.其它：满足设计及规范要求","m","645.82","","45.11","29132.94",""]
["36","030901001016","","内外壁热浸镀锌钢管 DN32","1.安装部位：室内 \r\n2.材质、规格：内外壁热浸镀锌钢管 DN32\r\n3.连接形式：螺纹连接\r\n4.含直管、管件费等\r\n5.按规范要求对管道进行吹扫、冲洗、水压试验等\r\n6.其它：满足设计及规范要求","m","131.34","","55.28","7260.48",""]
["37","030901001017","","内外壁热浸镀锌钢管 DN40","1.安装部位：室内 \r\n2.材质、规格：内外壁热浸镀锌钢管 DN40\r\n3.连接形式：螺纹连接\r\n4.含直管、管件费等\r\n5.按规范要求对管道进行吹扫、冲洗、水压试验等\r\n6.其它：满足设计及规范要求","m","108.6","","70.57","7663.90",""]
["38","030901001018","","内外壁热浸镀锌钢管 DN50","1.安装部位：室内 \r\n2.材质、规格：内外壁热浸镀锌钢管 DN50\r\n3.连接形式：螺纹连接\r\n4.含直管、管件费等\r\n5.按规范要求对管道进行吹扫、冲洗、水压试验等\r\n6.其它：满足设计及规范要求","m","29","","83.13","2410.77",""]
["39","030901002001","","内外壁热浸镀锌钢管 DN65","1.安装部位：室内 \r\n2.材质：内外壁热浸镀锌钢管\r\n3.型号、规格：DN65mm\r\n4.连接形式：卡箍连接\r\n5.含直管、管件费等\r\n6.按规范要求对管道进行吹扫、冲洗、水压试验等\r\n7.其它：满足设计及规范要求","m","11.02","","88.81","978.69",""]
["40","030901002001","","内外壁热浸镀锌钢管 DN80","1.安装部位：室内 \r\n2.材质：内外壁热浸镀锌钢管\r\n3.型号、规格：DN80mm\r\n4.连接形式：卡箍连接\r\n5.含直管、管件费等\r\n6.按规范要求对管道进行吹扫、冲洗、水压试验等\r\n7.其它：满足设计及规范要求","m","274.9","","103.72","28512.63",""]
["41","030901002002","","内外壁热浸镀锌钢管 DN100","1.安装部位：室内\r\n2.材质：内外壁热浸镀锌加钢管\r\n3.型号、规格：DN100mm\r\n4.连接形式：卡箍连接\r\n5.含直管、管件费等\r\n6.按规范要求对管道进行吹扫、冲洗、水压试验等\r\n7.其它：满足设计及规范要求","m","76","","120.96","9192.96",""]
["42","030901002002","","内外壁热浸镀锌钢管 DN150","1.安装部位：室内\r\n2.材质：内外壁热浸镀锌钢管\r\n3.型号、规格：DN150mm\r\n4.连接形式：卡箍连接\r\n5.含直管、管件费等\r\n6.按规范要求对管道进行吹扫、冲洗、水压试验等\r\n7.其它：满足设计及规范要求","m","24.5","","194.60","4767.70",""]
["43","030901002002","","内外壁热浸镀锌加厚钢管 DN150","1.安装部位：室内\r\n2.材质：内外壁热浸镀锌加厚钢管\r\n3.型号、规格：DN150mm\r\n4.连接形式：卡箍连接\r\n5.含直管、管件费等\r\n6.按规范要求对管道进行吹扫、冲洗、水压试验等\r\n7.其它：满足设计及规范要求","m","53.92","","203.07","10949.53",""]
["44","031201001003","","管道刷油","1.名称：管道刷油\r\n2.标志色方式、品种：消火栓管刷樟丹二道,红色调和漆二道;自动喷水管刷樟丹二道,红色黄环调和漆二道。\r\n3.满足设计图纸及验收规范要求","m2","227.8","","7.91","1801.90",""]
["45","030901007025","","减压孔板 DN100","1.名称：减压孔板\r\n2.材质、规格：DN100\r\n3.连接形式：法兰连接 \r\n4.含配套阀件及所有附配件制作安装、压力试验\r\n5.其它：满足施工图设计要求及施工验收规范要求","套","7","","224.78","1573.46",""]
["46","031003010024","","可曲挠橡胶接头 DN50","1.材质：可曲挠橡胶接头 \r\n2.规格：DN50\r\n3.连接形式：螺纹连接\r\n4.其他详设计及满足规范要求","个","5","","105.28","526.40",""]
["47","030807003004","","带锁定装置的双向型蝶阀 DN65","1.名称：带锁定装置的双向型蝶阀\r\n2.材质：详设计\r\n3.型号、规格：DN65mm \r\n4.连接形式：法兰连接\r\n5.其他：满足设计及规范要求","个","3","","211.38","634.14",""]
["48","030807003005","","带锁定装置的双向型蝶阀 DN100","1.名称：带锁定装置的双向型蝶阀\r\n2.材质：详设计\r\n3.型号、规格：DN100mm \r\n4.连接形式：法兰连接\r\n5.其他：满足设计及规范要求","个","10","","356.73","3567.30",""]
["49","030807003005","","带锁定装置的双向型蝶阀 DN150","1.名称：带锁定装置的双向型蝶阀\r\n2.材质：详设计\r\n3.型号、规格：DN150mm \r\n4.连接形式：法兰连接\r\n5.其他：满足设计及规范要求","个","2","","541.74","1083.48",""]
["50","030901008029","","智能末端试水阀 DN25","1.规格:DN25mm\r\n2.组装形式：详设计 \r\n3.其他：满足设计及规范要求","组","10","","60.50","605.00",""]
["51","030807003026","","信号阀 DN100","1.名称：电触点信号阀\r\n2.材质：详设计\r\n3.型号、规格：DN100mm \r\n4.连接形式：法兰连接\r\n5.其他：满足设计及规范要求","个","10","","201.42","2014.20",""]
["52","030901006027","","水流指示器 DN100","1.名称：水流指示器\r\n2.规格、型号：DN100mm\r\n3.连接形式：法兰连接\r\n4.其他：满足设计及规范要求","个","10","","274.16","2741.60",""]
["53","030901003050","","闭式直立型喷头","1.安装部位：综合考虑\r\n2.连接形式：螺纹连接\r\n3.有吊顶、无吊顶：综合考虑\r\n4.材质：满足设计要求\r\n5.规格,型号：ZST15系列玻璃球闭式喷头\r\n6.其它：满足设计、施工、验收规范及本项目招标技术要求及满足甲方选型要求","个","348","","24.15","8404.20",""]
["54","030807003006","","金属波纹管 DN150","1.名称：金属波纹管\r\n2.材质：详设计\r\n3.型号、规格：DN150mm \r\n4.连接形式：法兰连接\r\n5.其他：满足设计及规范要求","个","1","","984.82","984.82",""]
["55","030703022010","","自动排气阀  DN25","1.类型：自动排气阀\r\n2.材质：碳钢\r\n3.型号、规格：WP DN20mm\r\n4.含截止阀\r\n5.其他：满足设计及规范要求","个","3","","57.44","172.32",""]
["56","031006002017","","喷淋系统增压稳压设备","1.设备名称：喷淋系统增压稳压设备\r\n2.型号、规格：详设计\r\n3.水泵主要技术参数：Q=1L/s H=25m N=1.5KW(一用一备),配有效容积150L的气压罐\r\n4.附件名称、规格、数量：含稳压泵，气压罐等所有内容综合考虑 \r\n5.减震装置形式：减震措施等综合考虑\r\n6.其他详设计及满足规范要求","套","1","","10395.10","10395.10",""]
["57","030601004025","","流量开关","1.名称：流量开关 \r\n2.型号：详设计 \r\n3.规格：详设计 \r\n4.防雨罩、保护（温）箱形式、材质：详设计 \r\n5.支架形式、材质：详设计\r\n6.其他详设计及满足规范要求","台","1","","970.51","970.51",""]
["58","030601002067","","压力开关","1.名称:压力开关\r\n2.规格、技术参数:综合考虑\r\n3.安装部位及方式:综合考虑\r\n4、含所有附配件制作、安装及调试\r\n5.其他要求：满足相关标准图集、规范、设计及验收要求等","台","1","","344.79","344.79",""]
["59","030815001015","","管道支架制作安装","1.名称：管道支架及套管\r\n2.材质：型钢（综合）\r\n3.支架除锈后刷樟丹二道，灰色调和漆两道\r\n4.其它：满足设计及规范要求","kg","711.11","","17.69","12579.54",""]
["60","030905002016","","喷淋灭火系统调试","1.系统形式：喷淋灭火系统调试\r\n2.其它：满足施工图设计要求及施工验收规范要求","点","10","","411.39","4113.90",""]
[" "," ","","分部小计 ",""," "," ",""," ","153382.26"," "]
[" "," ","","单价措施项目清单 ",""," "," ",""," "," "," "]
[" "," ","","其他措施项目 ",""," "," ",""," "," "," "]
["61","031302007001","","高层施工增加费"," ","项"," ",""," ","",""]
[" "," ","","分部小计 ",""," "," ",""," "," "," "]
[" "," ","","专业措施项目 ",""," "," ",""," "," "," "]
["62","031301001001","","吊装加固"," ","项"," ",""," ","",""]
["63","031301002001","","金属抱杆安装拆除、移位"," ","项"," ",""," ","",""]
["64","031301003001","","平台铺设、拆除"," ","项"," ",""," ","",""]
["65","031301004001","","顶升、提升装置"," ","项"," ",""," ","",""]
["66","031301005001","","大型设备专用机具"," ","项"," ",""," ","",""]
["67","031301006001","","焊接工艺评定"," ","项"," ",""," ","",""]
["68","031301007001","","胎（模）具制作、安装、拆除"," ","项"," ",""," ","",""]
["69","031301008001","","防护棚制作安装拆除"," ","项"," ",""," ","",""]
["70","031301009001","","特殊地区施工增加"," ","项"," ",""," ","",""]
["71","031301010001","","安装与生产同时进行施工增加"," ","项"," ",""," ","",""]
["72","031301011001","","在有害身体健康环境中施工增加"," ","项"," ",""," ","",""]
["73","031301012001","","工程系统检测、检验"," ","项"," ",""," ","",""]
["74","031301013001","","设备、管道施工的安全、防冻和焊接保护"," ","项"," ",""," ","",""]
["75","031301014001","","焦炉烘炉、热态工程"," ","项"," ",""," ","",""]
["76","031301015001","","管道安拆后的充气保护"," ","项"," ",""," ","",""]
["77","031301016001","","隧道内施工的通风、供水、供气、供电、照明及通讯设施"," ","项"," ",""," ","",""]
["78","031301017001","","脚手架搭拆"," ","项","1","","5989.54","5989.54",""]
["79","031301018001","","其他措施"," ","项"," ",""," ","",""]
[" "," ","","分部小计 ",""," "," ",""," ","5989.54"," "]
[" "," ","","分部小计 ",""," "," ",""," ","5989.54"," "]
["合　　计","","","","","","","","","496562.38",""]

{"sheet":"F.4 总价措施项目清单计价表(表-11)【教师周转房 9~4","index":210,"n_rows":15,"n_cols":12,"rows_kept":15,"merged":[[0,0,0,11],[1,0,1,1],[1,2,1,5],[1,6,1,7],[1,8,1,11],[2,1,2,2],[2,3,2,4],[2,8,2,9],[3,1,3,2],[3,3,3,4],[3,8,3,9],[4,1,4,2],[4,3,4,4],[4,8,4,9],[5,1,5,2],[5,3,5,4],[5,8,5,9],[6,1,6,2],[6,3,6,4],[6,8,6,9],[7,1,7,2],[7,3,7,4],[7,8,7,9],[8,1,8,2],[8,3,8,4],[8,8,8,9],[9,1,9,2],[9,3,9,4],[9,8,9,9],[10,1,10,2],[10,3,10,4],[10,8,10,9],[11,1,11,2],[11,3,11,4],[11,8,11,9],[12,1,12,2],[12,3,12,4],[12,8,12,9],[13,1,13,2],[13,3,13,4],[13,8,13,9],[14,0,14,6],[14,8,14,9]],"flags":["formulas_cached_only"]}
["总价措施项目清单计价表","","","","","","","","","","",""]
["工程名称：","","凉山州科教园区暨医学类教育服务项目\\教师周转房 9#-2【9#-2教师周转房-消防水】","","","","标段：","","","","",""]
["序 号","项目编码","","项目名称","","计算基础","费率\r\n（%）","金额\r\n（元）","调整费率\r\n(%)","","调整后\r\n金额(元)","备注"]
["1","031302001001","","安全文明施工费",""," "," ","21135.32","","",""," "]
["1.1","①","","环境保护费","","分部分项工程及单价措施项目(定额人工费+定额机械费)","1.1","1672.58","","",""," "]
["1.2","②","","文明施工费","","分部分项工程及单价措施项目(定额人工费+定额机械费)","2.5","3801.32","","",""," "]
["1.3","③","","安全施工费","","分部分项工程及单价措施项目(定额人工费+定额机械费)","3.9","5930.05","","",""," "]
["1.4","④","","临时设施费","","分部分项工程及单价措施项目(定额人工费+定额机械费)","6.4","9731.37","","",""," "]
["2","031302002001","","夜间施工增加费",""," "," ","729.85","","",""," "]
["3","031302003001","","非夜间施工增加",""," "," ","","","",""," "]
["4","031302004001","","二次搬运费",""," "," ","349.72","","",""," "]
["5","031302005001","","冬雨季施工增加费",""," "," ","547.39","","",""," "]
["6","031302006001","","已完工程及设备保护费",""," "," ","","","",""," "]
["7","031302008001","","工程定位复测费",""," "," ","136.85","","",""," "]
["合　　计","","","","","","","22899.13","-","","-","-"]

{"sheet":"H 规费、税金项目清单计价表(表-13)【教师周转房 9#~4","index":211,"n_rows":7,"n_cols":6,"rows_kept":7,"merged":[[0,0,0,5],[1,1,1,2],[1,3,1,4],[6,0,6,4]],"flags":["formulas_cached_only"]}
["规费、税金项目计价表","","","","",""]
["工程名称：","凉山州科教园区暨医学类教育服务项目\\教师周转房 9#-2【9#-2教师周转房-消防水】","","标段：","",""]
["序号","项目名称","计算基础","计算基数","计算费率（％）","金额(元)"]
["1","规费","分部分项定额人工费+单价措施项目定额人工费","145250.39","8.36","12142.93"]
["2","销项增值税额","分部分项工程费+措施项目费+其他项目费+规费+按实计算费用+创优质工程奖补偿奖励费-按规定不计税的工程设备金额-除税甲供材料（设备）费","531604.44","9","47844.40"]
["3","附加税","分部分项工程费+措施项目费+其他项目费+规费+按实计算费用+创优质工程奖补偿奖励费-按规定不计税的工程设备金额-除税甲供材料（设备）费","531604.44","0.313","1663.92"]
["合计","","","","","61651.25"]

{"sheet":"L.2 承包人提供主要材料和工程设备一览表(表-21)【教~4","index":212,"n_rows":70,"n_cols":10,"rows_kept":70,"merged":[[0,0,0,9],[1,1,1,4],[1,5,1,7],[1,8,1,9],[2,4,2,5],[3,4,3,5],[4,4,4,5],[5,4,5,5],[6,4,6,5],[7,4,7,5],[8,4,8,5],[9,4,9,5],[10,4,10,5],[11,4,11,5],[12,4,12,5],[13,4,13,5],[14,4,14,5],[15,4,15,5],[16,4,16,5],[17,4,17,5],[18,4,18,5],[19,4,19,5],[20,4,20,5],[21,4,21,5],[22,4,22,5],[23,4,23,5],[24,4,24,5],[25,4,25,5],[26,4,26,5],[27,4,27,5],[28,4,28,5],[29,4,29,5],[30,4,30,5],[31,4,31,5],[32,4,32,5],[33,4,33,5],[34,4,34,5],[35,4,35,5],[36,4,36,5],[37,4,37,5],[38,4,38,5],[39,4,39,5],[40,4,40,5],[41,4,41,5],[42,4,42,5],[43,4,43,5],[44,4,44,5],[45,4,45,5],[46,4,46,5],[47,4,47,5],[48,4,48,5],[49,4,49,5],[50,4,50,5],[51,4,51,5],[52,4,52,5],[53,4,53,5],[54,4,54,5],[55,4,55,5],[56,4,56,5],[57,4,57,5],[58,4,58,5],[59,4,59,5],[60,4,60,5],[61,4,61,5],[62,4,62,5],[63,4,63,5],[64,4,64,5],[65,4,65,5],[66,4,66,5],[67,4,67,5],[68,4,68,5],[69,4,69,5]],"flags":["formulas_cached_only"]}
[" 承包人提供主要材料和工程设备一览表\r\n（适用造价信息差额调整法）","","","","","","","","",""]
["工程名称：","凉山州科教园区暨医学类教育服务项目\\教师周转房 9#-2【9#-2教师周转房-消防水】","","","","标段：","","","",""]
["序号","名称、规格、型号","单位","数量","风险系数(%)","","基准单价(元)","投标单价(元)","发承包人确认单价(元)","备注"]
["1","沟槽直接头 （含胶圈）DN65","套","52.716"," ","","10.87","",""," "]
["2","消火栓沟槽管件DN65","个","126.711"," ","","15.39","",""," "]
["3","沟槽直接头 （含胶圈）DN100","套","120.74"," ","","17.98","",""," "]
["4","消火栓沟槽管件DN100","个","164.941"," ","","24.64","",""," "]
["5","沟槽直接头 （含胶圈）DN150","套","106.76"," ","","30.20","",""," "]
["6","消火栓沟槽管件DN150","个","257.461"," ","","43.89","",""," "]
["7","酚醛调和漆 各色","kg","78.542"," ","","11.15","",""," "]
["8","碳钢平焊法兰DN65","片","10"," ","","19.09","",""," "]
["9","碳钢平焊法兰DN100","片","54"," ","","27.14","",""," "]
["10","碳钢平焊法兰DN150","片","24"," ","","51.25","",""," "]
["11","金属波纹管DN150","个","3"," ","","540.54","",""," "]
["12","自动排气阀DN25","个","5"," ","","22.50","",""," "]
["13","型钢","kg","1405.32"," ","","4.50","",""," "]
["14","醇酸防锈漆 C53-1","kg","15.526"," ","","11.00","",""," "]
["15","衬塑钢管 DN100（溢流管）","m","5.182"," ","","50.07","",""," "]
["16","磁耦合液位计（就地显示水位）","台","1"," ","","450.00","",""," "]
["17","防虫网罩（18目不锈钢丝网）","个","3.03"," ","","12.00","",""," "]
["18","压力开关","台","2"," ","","256.50","",""," "]
["19","镀锌加厚钢管DN150","m","487.931"," ","","104.11","",""," "]
["20","带锁定装置的双向型蝶阀 DN65","个","4"," ","","39.60","",""," "]
["21","带锁定装置的双向型蝶阀 DN100","个","24"," ","","58.50","",""," "]
["22","带锁定装置的双向型蝶阀 DN150","个","9"," ","","92.70","",""," "]
["23","衬塑钢管热熔管件 DN100","个","1.571"," ","","57.64","",""," "]
["24","通气管 DN100","m","0.711"," ","","50.99","",""," "]
["25","消防-放空阀 DN65","个","1"," ","","59.40","",""," "]
["26","旋流防止器 DN100","个","1"," ","","243.84","",""," "]
["27","带锁定装置的双向型蝶阀 DN50","个","3"," ","","36.00","",""," "]
["28","碳钢平焊法兰DN50","片","10"," ","","16.75","",""," "]
["29","旋启式止回阀 DN50","个","2"," ","","58.35","",""," "]
["30","旋流防止器 DN50","个","2"," ","","271.80","",""," "]
["31","可曲挠橡胶接头 DN50","个","10"," ","","56.70","",""," "]
["32","减压孔板 DN100","套","7"," ","","34.20","",""," "]
["33","平焊法兰DN100","片","14"," ","","27.14","",""," "]
["34","信号阀 DN100","个","10"," ","","65.81","",""," "]
["35","卡箍连接件（含胶圈）DN100","套","20"," ","","9.88","",""," "]
["36","水流指示器 DN100","个","10"," ","","31.50","",""," "]
["37","沟槽法兰DN100","片","20"," ","","22.64","",""," "]
["38","消火栓系统增压稳压设备","套","2"," ","","8055.00","",""," "]
["39","流量开关","套","2"," ","","817.20","",""," "]
["40","不锈钢消防水箱18m 3000*4000*2000","台","1"," ","","22500.00","",""," "]
["41","镀锌钢管DN150","m","158.913"," ","","95.72","",""," "]
["42","镀锌加厚钢管DN65","m","307.981"," ","","37.81","",""," "]
["43","镀锌加厚钢管DN100","m","99.846"," ","","60.94","",""," "]
["44","内外壁热浸镀锌钢管 DN65","m","1.807"," ","","35.614","",""," "]
["45","内外壁热浸镀锌钢管 DN100","m","561.498"," ","","58.31","",""," "]
["46","甲型单栓带灭火器箱组合式消防柜","套","41"," ","","668.70","",""," "]
["47","试验消火栓DN65","套","1.01"," ","","67.50","",""," "]
["48","灭火器MF/ABC4","具","126"," ","","45.00","",""," "]
["49","灭火器放置箱","个","22"," ","","27.00","",""," "]
["50","旋启式止回阀 DN100","个","2"," ","","781.20","",""," "]
["51","钢丝网骨架复核管DN100","m","7.105"," ","","67.32","",""," "]
["52","给水室外钢骨架塑料复合管电熔管件DN100","个","1.911"," ","","57.64","",""," "]
["53","镀锌钢管DN25","m","649.049"," ","","12.98","",""," "]
["54","镀锌钢管接头管件 DN25","个","381.034"," ","","2.44","",""," "]
["55","镀锌钢管DN32","m","131.997"," ","","16.788","",""," "]
["56","镀锌钢管接头管件 DN32","个","90.231"," ","","4.28","",""," "]
["57","镀锌加厚钢管DN40","m","109.143"," ","","18.94","",""," "]
["58","镀锌钢管接头管件 DN40","个","93.505"," ","","4.53","",""," "]
["59","镀锌钢管DN50","m","29.145"," ","","26.175","",""," "]
["60","镀锌钢管接头管件 DN50","个","23.432"," ","","8.49","",""," "]
["61","镀锌钢管DN65","m","11.185"," ","","35.614","",""," "]
["62","镀锌钢管DN80","m","279.024"," ","","44.732","",""," "]
["63","沟槽直接头 （含胶圈）DN80","套","45.826"," ","","13.00","",""," "]
["64","沟槽管件DN80","个","110.51"," ","","17.15","",""," "]
["65","镀锌钢管DN100","m","73.11"," ","","58.31","",""," "]
["66","末端试水阀DN25","个","10.1"," ","","29.25","",""," "]
["67","闭式直立型喷头","个","351.48"," ","","4.05","",""," "]

{"sheet":"E.3 单位工程招标控制价汇总表(表-04)【教师周转房 ~5","index":213,"n_rows":19,"n_cols":5,"rows_kept":19,"merged":[[0,0,0,4],[1,0,1,1],[2,1,2,2],[3,1,3,2],[4,1,4,2],[5,1,5,2],[6,1,6,2],[7,1,7,2],[8,1,8,2],[9,1,9,2],[10,1,10,2],[11,1,11,2],[12,1,12,2],[13,1,13,2],[14,1,14,2],[15,1,15,2],[16,1,16,2],[17,1,17,2],[18,0,18,2]],"flags":["formulas_cached_only"]}
["单位工程招标控制价汇总表","","","",""]
["工程名称：","","凉山州科教园区暨医学类教育服务项目\\教师周转房 9#-2【9#-2教师周转房-空调防排烟】","标段：",""]
["序号","汇总内容","","金  额（元）","其中:暂估价(元)"]
["1","分部分项及单价措施项目","","100279.21"," "]
[" ","0307 通风及防排烟系统 ","","99544.41"," "]
["2","总价措施项目","","4804.10","-"]
["2.1","其中：安全文明施工费","","4434.06","-"]
["3","其他项目",""," ","-"]
["3.1","其中：暂列金额",""," ","-"]
["3.2","其中：专业工程暂估价",""," ","-"]
["3.3","其中：计日工",""," ","-"]
["3.4","其中：总承包服务费",""," ","-"]
["4","规费","","2503.33","-"]
["5","创优质工程奖补偿奖励费",""," ","-"]
["6","税前不含税工程造价","","107586.64","-"]
["6.1","其中：除税甲供材料（设备）费",""," ","-"]
["7","销项增值税额","","9682.80","-"]
["8","附加税","","336.75","-"]
[" 招标控制价/投标报价总价合计=税前不含税工程造价+销项增值税额+附加税","","","117606.19"," "]

{"sheet":"F.1.1 分部分项工程和单价措施项目清单与计价表(表-~39","index":214,"n_rows":46,"n_cols":11,"rows_kept":46,"merged":[[0,0,0,10],[1,0,1,1],[1,2,1,6],[1,7,1,8],[1,9,1,10],[2,0,4,0],[2,1,4,2],[2,3,4,3],[2,4,4,4],[2,5,4,5],[2,6,4,7],[2,8,2,10],[3,8,4,8],[3,9,4,9],[5,1,5,2],[5,3,5,4],[5,6,5,7],[6,1,6,2],[6,6,6,7],[7,1,7,2],[7,6,7,7],[8,1,8,2],[8,6,8,7],[9,1,9,2],[9,6,9,7],[10,1,10,2],[10,6,10,7],[11,1,11,2],[11,6,11,7],[12,1,12,2],[12,6,12,7],[13,1,13,2],[13,6,13,7],[14,1,14,2],[14,6,14,7],[15,1,15,2],[15,6,15,7],[16,1,16,2],[16,6,16,7],[17,1,17,2],[17,6,17,7],[18,1,18,2],[18,6,18,7],[19,1,19,2],[19,3,19,4],[19,6,19,7],[20,1,20,2],[20,3,20,4],[20,6,20,7],[21,1,21,2],[21,3,21,4],[21,6,21,7],[22,1,22,2],[22,6,22,7],[23,1,23,2],[23,3,23,4],[23,6,23,7],[24,1,24,2],[24,3,24,4],[24,6,24,7],[25,1,25,2],[25,6,25,7],[26,1,26,2],[26,6,26,7],[27,1,27,2],[27,6,27,7],[28,1,28,2],[28,6,28,7],[29,1,29,2],[29,6,29,7],[30,1,30,2],[30,6,30,7],[31,1,31,2],[31,6,31,7],[32,1,32,2],[32,6,32,7],[33,1,33,2],[33,6,33,7],[34,1,34,2],[34,6,34,7],[35,1,35,2],[35,6,35,7],[36,1,36,2],[36,6,36,7],[37,1,37,2],[37,6,37,7],[38,1,38,2],[38,6,38,7],[39,1,39,2],[39,6,39,7],[40,1,40,2],[40,6,40,7],[41,1,41,2],[41,6,41,7],[42,1,42,2],[42,6,42,7],[43,1,43,2],[43,3,43,4],[43,6,43,7],[44,1,44,2],[44,3,44,4],[44,6,44,7],[45,0,45,8]],"flags":["formulas_cached_only"]}
["分部分项工程和单价措施项目清单与计价表","","","","","","","","","",""]
["工程名称：","","凉山州科教园区暨医学类教育服务项目\\教师周转房 9#-2【9#-2教师周转房-空调防排烟】","","","","","标段：","","",""]
["序号","项目编码","","项目名称","项目特征","计量\r\n单位","工程\r\n量","","金额（元）","",""]
["","","","","","","","","综合单价","合价","其   中"]
["","","","","","","","","","","暂估价"]
[" "," ","","0307 通风及防排烟系统 ",""," "," ",""," "," "," "]
["1","030108001012","","管道式换气扇P-150(带止回功能)","1.名称:管道式换气扇P-150(带止回功能)\r\n2.型号.规格:详设计\r\n3.含柔性接头","台","159","","186.09","29588.31",""]
["2","030108001012","","管道式换气扇P-250(带止回功能)","1.名称:管道式换气扇P-250(带止回功能)\r\n2.型号.规格:详设计\r\n3.含柔性接头","台","2","","186.09","372.18",""]
["3","030108001012","","管道式换气扇P-400(带止回功能)","1.名称:管道式换气扇P-400(带止回功能)\r\n2.型号.规格:详设计\r\n3.含柔性接头","台","2","","186.09","372.18",""]
["4","030108001010","","隔墙用百叶窗换气扇","1.名称:隔墙用百叶窗换气扇\r\n2.型号.规格:详设计\r\n3.减振支吊架制作安装\r\n4.含柔性接头","台","1","","240.22","240.22",""]
["5","030703001020","","70℃防火阀 160*120","1.名称:70℃防火阀\r\n2.型号.规格:160*120\r\n3.材质:碳钢","个","157","","266.41","41826.37",""]
["6","030703007024","","防鼠防虫网 10*10","1.名称:防鼠防虫网 \r\n2.型号.规格:10*10","个","1","","110.30","110.30",""]
["7","030703007036","","防雨百叶带过滤网 200*200","1.名称：防雨百叶带过滤网\r\n2.型号：详设计 \r\n3.规格：200*200\r\n4.类型：详设计\r\n5.形式：综合考虑\r\n6.其他详设计及满足规范要求","个","1","","137.15","137.15",""]
["8","030703007036","","防雨百叶带过滤网 400*200","1.名称：防雨百叶带过滤网\r\n2.型号：详设计 \r\n3.规格：400*200\r\n4.类型：详设计\r\n5.形式：综合考虑\r\n6.其他详设计及满足规范要求","个","2","","171.91","343.82",""]
["9","030702001025","","镀锌钢板风管 B≤320 δ=0.75","1.名称:镀锌钢板风管\r\n2.材质:镀锌钢板 \r\n3.形状:矩形 \r\n4.规格:B≤320 δ=0.75\r\n5.板材厚度 \r\n6.管件、法兰等附件及支架设计要求 \r\n7.接口形式","m2","94.09","","174.18","16388.60",""]
["10","030702001026","","镀锌钢板风管 B≤450 δ=0.75","1.名称:镀锌钢板风管\r\n2.材质:镀锌钢板 \r\n3.形状:矩形 \r\n4.规格:B≤450 δ=0.75\r\n5.板材厚度 \r\n6.管件、法兰等附件及支架设计要求 \r\n7.接口形式","m2","4.73","","141.25","668.11",""]
["11","030704002029","","风管漏光试验、漏风试验","风管漏光试验、漏风试验","m2","98.82","","4.27","421.96",""]
["12","031208003352","","不燃离心玻璃棉保温","1.名称:不燃离心玻璃棉保温\r\n2.绝热厚度及管径:综合考虑 \r\n3.包含所需的各类附件\r\n4.其他要求：满足相关标准图集、规范、设计及验收要求等","m3","6.02","","1066.29","6419.07",""]
["13","031208003232","","防火包裹（无石棉纤维增强硅酸钙耐火板）","1.名称：防火包裹（无石棉纤维增强硅酸钙耐火板）\r\n2.耐火板厚度：综合考虑\r\n3.含耐火板、岩棉保温、龙骨、支架及附件制作安装及除锈刷油防腐\r\n4.其他要求：满足相关标准图集、规范、设计及验收要求等","m2","19.76","","134.42","2656.14",""]
[" "," ","","分部小计 ",""," "," ",""," ","99544.41"," "]
[" "," ","","单价措施项目清单 ",""," "," ",""," "," "," "]
[" "," ","","其他措施项目 ",""," "," ",""," "," "," "]
["14","031302007001","","高层施工增加费"," ","项"," ",""," ","",""]
[" "," ","","分部小计 ",""," "," ",""," "," "," "]
[" "," ","","专业措施项目 ",""," "," ",""," "," "," "]
["15","031301001001","","吊装加固"," ","项"," ",""," ","",""]
["16","031301002001","","金属抱杆安装拆除、移位"," ","项"," ",""," ","",""]
["17","031301003001","","平台铺设、拆除"," ","项"," ",""," ","",""]
["18","031301004001","","顶升、提升装置"," ","项"," ",""," ","",""]
["19","031301005001","","大型设备专用机具"," ","项"," ",""," ","",""]
["20","031301006001","","焊接工艺评定"," ","项"," ",""," ","",""]
["21","031301007001","","胎（模）具制作、安装、拆除"," ","项"," ",""," ","",""]
["22","031301008001","","防护棚制作安装拆除"," ","项"," ",""," ","",""]
["23","031301009001","","特殊地区施工增加"," ","项"," ",""," ","",""]
["24","031301010001","","安装与生产同时进行施工增加"," ","项"," ",""," ","",""]
["25","031301011001","","在有害身体健康环境中施工增加"," ","项"," ",""," ","",""]
["26","031301012001","","工程系统检测、检验"," ","项"," ",""," ","",""]
["27","031301013001","","设备、管道施工的安全、防冻和焊接保护"," ","项"," ",""," ","",""]
["28","031301014001","","焦炉烘炉、热态工程"," ","项"," ",""," ","",""]
["29","031301015001","","管道安拆后的充气保护"," ","项"," ",""," ","",""]
["30","031301016001","","隧道内施工的通风、供水、供气、供电、照明及通讯设施"," ","项"," ",""," ","",""]
["31","031301017001","","脚手架搭拆"," ","项","1","","734.80","734.80",""]
["32","031301018001","","其他措施"," ","项"," ",""," ","",""]
[" "," ","","分部小计 ",""," "," ",""," ","734.80"," "]
[" "," ","","分部小计 ",""," "," ",""," ","734.80"," "]
["合　　计","","","","","","","","","100279.21",""]

{"sheet":"F.4 总价措施项目清单计价表(表-11)【教师周转房 9~5","index":215,"n_rows":15,"n_cols":12,"rows_kept":15,"merged":[[0,0,0,11],[1,0,1,1],[1,2,1,5],[1,6,1,7],[1,8,1,11],[2,1,2,2],[2,3,2,4],[2,8,2,9],[3,1,3,2],[3,3,3,4],[3,8,3,9],[4,1,4,2],[4,3,4,4],[4,8,4,9],[5,1,5,2],[5,3,5,4],[5,8,5,9],[6,1,6,2],[6,3,6,4],[6,8,6,9],[7,1,7,2],[7,3,7,4],[7,8,7,9],[8,1,8,2],[8,3,8,4],[8,8,8,9],[9,1,9,2],[9,3,9,4],[9,8,9,9],[10,1,10,2],[10,3,10,4],[10,8,10,9],[11,1,11,2],[11,3,11,4],[11,8,11,9],[12,1,12,2],[12,3,12,4],[12,8,12,9],[13,1,13,2],[13,3,13,4],[13,8,13,9],[14,0,14,6],[14,8,14,9]],"flags":["formulas_cached_only"]}
["总价措施项目清单计价表","","","","","","","","","","",""]
["工程名称：","","凉山州科教园区暨医学类教育服务项目\\教师周转房 9#-2【9#-2教师周转房-空调防排烟】","","","","标段：","","","","",""]
["序 号","项目编码","","项目名称","","计算基础","费率\r\n（%）","金额\r\n（元）","调整费率\r\n(%)","","调整后\r\n金额(元)","备注"]
["1","031302001001","","安全文明施工费",""," "," ","4434.06","","",""," "]
["1.1","①","","环境保护费","","分部分项工程及单价措施项目(定额人工费+定额机械费)","1.1","350.90","","",""," "]
["1.2","②","","文明施工费","","分部分项工程及单价措施项目(定额人工费+定额机械费)","2.5","797.49","","",""," "]
["1.3","③","","安全施工费","","分部分项工程及单价措施项目(定额人工费+定额机械费)","3.9","1244.09","","",""," "]
["1.4","④","","临时设施费","","分部分项工程及单价措施项目(定额人工费+定额机械费)","6.4","2041.58","","",""," "]
["2","031302002001","","夜间施工增加费",""," "," ","153.12","","",""," "]
["3","031302003001","","非夜间施工增加",""," "," ","","","",""," "]
["4","031302004001","","二次搬运费",""," "," ","73.37","","",""," "]
["5","031302005001","","冬雨季施工增加费",""," "," ","114.84","","",""," "]
["6","031302006001","","已完工程及设备保护费",""," "," ","","","",""," "]
["7","031302008001","","工程定位复测费",""," "," ","28.71","","",""," "]
["合　　计","","","","","","","4804.10","-","","-","-"]

{"sheet":"H 规费、税金项目清单计价表(表-13)【教师周转房 9#~5","index":216,"n_rows":7,"n_cols":6,"rows_kept":7,"merged":[[0,0,0,5],[1,1,1,2],[1,3,1,4],[6,0,6,4]],"flags":["formulas_cached_only"]}
["规费、税金项目计价表","","","","",""]
["工程名称：","凉山州科教园区暨医学类教育服务项目\\教师周转房 9#-2【9#-2教师周转房-空调防排烟】","","标段：","",""]
["序号","项目名称","计算基础","计算基数","计算费率（％）","金额(元)"]
["1","规费","分部分项定额人工费+单价措施项目定额人工费","29944.11","8.36","2503.33"]
["2","销项增值税额","分部分项工程费+措施项目费+其他项目费+规费+按实计算费用+创优质工程奖补偿奖励费-按规定不计税的工程设备金额-除税甲供材料（设备）费","107586.64","9","9682.80"]
["3","附加税","分部分项工程费+措施项目费+其他项目费+规费+按实计算费用+创优质工程奖补偿奖励费-按规定不计税的工程设备金额-除税甲供材料（设备）费","107586.64","0.313","336.75"]
["合计","","","","","12522.88"]

{"sheet":"L.2 承包人提供主要材料和工程设备一览表(表-21)【教~5","index":217,"n_rows":14,"n_cols":10,"rows_kept":14,"merged":[[0,0,0,9],[1,1,1,4],[1,5,1,7],[1,8,1,9],[2,4,2,5],[3,4,3,5],[4,4,4,5],[5,4,5,5],[6,4,6,5],[7,4,7,5],[8,4,8,5],[9,4,9,5],[10,4,10,5],[11,4,11,5],[12,4,12,5],[13,4,13,5]],"flags":["formulas_cached_only"]}
[" 承包人提供主要材料和工程设备一览表\r\n（适用造价信息差额调整法）","","","","","","","","",""]
["工程名称：","凉山州科教园区暨医学类教育服务项目\\教师周转房 9#-2【9#-2教师周转房-空调防排烟】","","","","标段：","","","",""]
["序号","名称、规格、型号","单位","数量","风险系数(%)","","基准单价(元)","投标单价(元)","发承包人确认单价(元)","备注"]
["1","管道式换气扇P-150(带止回功能)","台","159"," ","","95.00","",""," "]
["2","防雨百叶带过滤网 200*200","个","1.01"," ","","81.00","",""," "]
["3","隔墙用百叶窗换气扇","台","1"," ","","95.00","",""," "]
["4","防鼠防虫网 10*10","个","1.01"," ","","90.00","",""," "]
["5","防雨百叶带过滤网 400*200","个","2.02"," ","","104.40","",""," "]
["6","管道式换气扇P-250(带止回功能)","台","2"," ","","95.00","",""," "]
["7","70℃防火阀 160*120","个","158.57"," ","","124.20","",""," "]
["8","管道式换气扇P-400(带止回功能)","台","2"," ","","95.00","",""," "]
["9","镀锌钢板 0.75mm","m2","116.607"," ","","29.27","",""," "]
["10","铝箔离心玻璃棉板","m3","6.201"," ","","720.00","",""," "]
["11","无石棉纤维增强硅酸盐板","m3","21.637"," ","","63.00","",""," "]

{"sheet":"E.3 单位工程招标控制价汇总表(表-04)【教师周转房 ~6","index":218,"n_rows":23,"n_cols":5,"rows_kept":23,"merged":[[0,0,0,4],[1,0,1,1],[2,1,2,2],[3,1,3,2],[4,1,4,2],[5,1,5,2],[6,1,6,2],[7,1,7,2],[8,1,8,2],[9,1,9,2],[10,1,10,2],[11,1,11,2],[12,1,12,2],[13,1,13,2],[14,1,14,2],[15,1,15,2],[16,1,16,2],[17,1,17,2],[18,1,18,2],[19,1,19,2],[20,1,20,2],[21,1,21,2],[22,0,22,2]],"flags":["formulas_cached_only"]}
["单位工程招标控制价汇总表","","","",""]
["工程名称：","","凉山州科教园区暨医学类教育服务项目\\教师周转房 9#-3【9#-3教师公寓-消防电气】","标段：",""]
["序号","汇总内容","","金  额（元）","其中:暂估价(元)"]
["1","分部分项及单价措施项目","","60749.57"," "]
[" ","火灾报警系统 ","","26447.97"," "]
[" ","防火门监控系统 ","","10753.03"," "]
[" ","电气火灾监控系统 ","","2205.64"," "]
[" ","消防设备电源监控系统 ","","2223.33"," "]
[" ","集中控制应急照明系统 ","","18291.54"," "]
["2","总价措施项目","","3616.58","-"]
["2.1","其中：安全文明施工费","","3338.02","-"]
["3","其他项目",""," ","-"]
["3.1","其中：暂列金额",""," ","-"]
["3.2","其中：专业工程暂估价",""," ","-"]
["3.3","其中：计日工",""," ","-"]
["3.4","其中：总承包服务费",""," ","-"]
["4","规费","","1979.02","-"]
["5","创优质工程奖补偿奖励费",""," ","-"]
["6","税前不含税工程造价","","66345.17","-"]
["6.1","其中：除税甲供材料（设备）费",""," ","-"]
["7","销项增值税额","","5971.07","-"]
["8","附加税","","207.66","-"]
[" 招标控制价/投标报价总价合计=税前不含税工程造价+销项增值税额+附加税","","","72523.90"," "]

{"sheet":"F.1.1 分部分项工程和单价措施项目清单与计价表(表-~40","index":219,"n_rows":79,"n_cols":11,"rows_kept":79,"merged":[[0,0,0,10],[1,0,1,1],[1,2,1,6],[1,7,1,8],[1,9,1,10],[2,0,4,0],[2,1,4,2],[2,3,4,3],[2,4,4,4],[2,5,4,5],[2,6,4,7],[2,8,2,10],[3,8,4,8],[3,9,4,9],[5,1,5,2],[5,3,5,4],[5,6,5,7],[6,1,6,2],[6,6,6,7],[7,1,7,2],[7,6,7,7],[8,1,8,2],[8,6,8,7],[9,1,9,2],[9,6,9,7],[10,1,10,2],[10,6,10,7],[11,1,11,2],[11,6,11,7],[12,1,12,2],[12,6,12,7],[13,1,13,2],[13,6,13,7],[14,1,14,2],[14,6,14,7],[15,1,15,2],[15,6,15,7],[16,1,16,2],[16,6,16,7],[17,1,17,2],[17,6,17,7],[18,1,18,2],[18,6,18,7],[19,1,19,2],[19,6,19,7],[20,1,20,2],[20,6,20,7],[21,1,21,2],[21,6,21,7],[22,1,22,2],[22,6,22,7],[23,1,23,2],[23,3,23,4],[23,6,23,7],[24,1,24,2],[24,3,24,4],[24,6,24,7],[25,1,25,2],[25,6,25,7],[26,1,26,2],[26,6,26,7],[27,1,27,2],[27,6,27,7],[28,1,28,2],[28,6,28,7],[29,1,29,2],[29,3,29,4],[29,6,29,7],[30,1,30,2],[30,3,30,4],[30,6,30,7],[31,1,31,2],[31,6,31,7],[32,1,32,2],[32,6,32,7],[33,1,33,2],[33,3,33,4],[33,6,33,7],[34,1,34,2],[34,3,34,4],[34,6,34,7],[35,1,35,2],[35,6,35,7],[36,1,36,2],[36,6,36,7],[37,1,37,2],[37,6,37,7],[38,1,38,2],[38,3,38,4],[38,6,38,7],[39,1,39,2],[39,3,39,4],[39,6,39,7],[40,1,40,2],[40,6,40,7],[41,1,41,2],[41,6,41,7],[42,1,42,2],[42,6,42,7],[43,1,43,2],[43,6,43,7],[44,1,44,2],[44,6,44,7],[45,1,45,2],[45,6,45,7],[46,1,46,2],[46,6,46,7],[47,1,47,2],[47,6,47,7],[48,1,48,2],[48,6,48,7],[49,1,49,2],[49,6,49,7],[50,1,50,2],[50,6,50,7],[51,1,51,2],[51,6,51,7],[52,1,52,2],[52,3,52,4],[52,6,52,7],[53,1,53,2],[53,3,53,4],[53,6,53,7],[54,1,54,2],[54,3,54,4],[54,6,54,7],[55,1,55,2],[55,6,55,7],[56,1,56,2],[56,3,56,4],[56,6,56,7],[57,1,57,2],[57,3,57,4],[57,6,57,7],[58,1,58,2],[58,6,58,7],[59,1,59,2],[59,6,59,7],[60,1,60,2],[60,6,60,7],[61,1,61,2],[61,6,61,7],[62,1,62,2],[62,6,62,7],[63,1,63,2],[63,6,63,7],[64,1,64,2],[64,6,64,7],[65,1,65,2],[65,6,65,7],[66,1,66,2],[66,6,66,7],[67,1,67,2],[67,6,67,7],[68,1,68,2],[68,6,68,7],[69,1,69,2],[69,6,69,7],[70,1,70,2],[70,6,70,7],[71,1,71,2],[71,6,71,7],[72,1,72,2],[72,6,72,7],[73,1,73,2],[73,6,73,7],[74,1,74,2],[74,6,74,7],[75,1,75,2],[75,6,75,7],[76,1,76,2],[76,3,76,4],[76,6,76,7],[77,1,77,2],[77,3,77,4],[77,6,77,7],[78,0,78,8]],"flags":["formulas_cached_only"]}
["分部分项工程和单价措施项目清单与计价表","","","","","","","","","",""]
["工程名称：","","凉山州科教园区暨医学类教育服务项目\\教师周转房 9#-3【9#-3教师公寓-消防电气】","","","","","标段：","","",""]
["序号","项目编码","","项目名称","项目特征","计量\r\n单位","工程\r\n量","","金额（元）","",""]
["","","","","","","","","综合单价","合价","其   中"]
["","","","","","","","","","","暂估价"]
[" "," ","","火灾报警系统 ",""," "," ",""," "," "," "]
["1","030904008016","","消防接线端子箱","1.名称：消防端子箱（含各系统的并接端子排）\r\n2.规格：20对\r\n3.类型：详设计 \r\n4.输出形式：综合考虑\r\n5.其他详设计及满足规范要求","台","8","","148.24","1185.92",""]
["2","030904001018","","感烟探测器（编码型）","1.名称：感烟探测器（编码型） \r\n2.规格：详设计 \r\n3.线制：详设计 \r\n4.类型：综合考虑\r\n5.其他详设计及满足规范要求","个","56","","73.44","4112.64",""]
["3","030904005022","","声光警报器","1.名称：声光警报器\r\n2.规格：详设计\r\n3.安装方式：墙上明设,底边距地2.3米\r\n4.其他详设计及满足规范要求","个","10","","135.96","1359.60",""]
["4","030904003023","","带电话插孔手报按钮","1.名称：带电话插孔手报按钮\r\n2.规格：详设计\r\n3.其他详设计及满足规范要求","个","9","","113.01","1017.09",""]
["5","030904003024","","消火栓按钮","1.名称：消火栓按钮 \r\n2.规格：详设计\r\n3.其他详设计及满足规范要求","个","17","","155.40","2641.80",""]
["6","030904006025","","火警专用电话","1.名称：火警专用电话 \r\n2.规格：详设计\r\n3安装方式：壁装\r\n4.其他详设计及满足规范要求","个","2","","98.59","197.18",""]
["7","030904008027","","输入输出模块","1.名称：输入输出模块 \r\n2.规格：详设计 \r\n3.类型：详设计  \r\n4.输出形式：综合考虑\r\n5.其他详设计及满足规范要求","个","10","","377.17","3771.70",""]
["8","030904008029","","总线隔离器","1.名称：总线隔离器\r\n2.规格：详设计 \r\n3.类型：详设计  \r\n4.输出形式：综合考虑\r\n5.其他详设计及满足规范要求","个","8","","312.49","2499.92",""]
["9","030504002022","","火灾显示盘","1.名称：火灾显示盘\r\n2.规格：满足使用要求\r\n3.安装方式;综合\r\n4.接线端子压线,单体调试\r\n5.其他要求：满足相关标准图集、规范、设计及验收要求等","台","2","","1074.10","2148.20",""]
["10","030411001045","","可挠金属套管 DN20","1.名称：配管\r\n2.材质：可挠金属套管 \r\n3.规格：DN20\r\n4.配置形式：综合考虑 \r\n5.接地要求：详设计 \r\n6.钢索材质、规格：详设计 \r\n7.其他详设计及满足规范要求","m","84","","12.49","1049.16",""]
["11","030411004056","","配线 WDZBN-BYJ-2.5mm2","1.名称：配线 \r\n2.配线形式：综合考虑 \r\n3.型号：WDZBN-BYJ\r\n4.规格：2.5mm2 \r\n5.材质：铜芯线 \r\n6.配线部位：综合考虑 \r\n7.配线线制：详设计 \r\n8.钢索材质、规格：详设计\r\n9.其他详设计及满足规范要求","m","219.3","","3.49","765.36",""]
["12","030411004057","","配线 WDZBN-BYJ-4mm2","1.名称：配线 \r\n2.配线形式：综合考虑 \r\n3.型号：WDZBN-BYJ\r\n4.规格：4mm2 \r\n5.材质：铜芯线 \r\n6.配线部位：综合考虑 \r\n7.配线线制：详设计 \r\n8.钢索材质、规格：详设计\r\n9.其他详设计及满足规范要求","m","248","","4.08","1011.84",""]
["13","030411004058","","配线 WDZCN-RYS-2*1.5mm2","1.名称：配线 \r\n2.配线形式：综合考虑 \r\n3.型号：WDZBN-RYS \r\n4.规格：2*1.5mm2 \r\n5.材质：铜芯软线 \r\n6.配线部位：综合考虑 \r\n7.配线线制：详设计 \r\n8.钢索材质、规格：详设计\r\n9.其他详设计及满足规范要求","m","338.72","","3.83","1297.30",""]
["14","030411004058","","配线 WDZCN-RYJS-2*1.5mm2","1.名称：配线 \r\n2.配线形式：综合考虑 \r\n3.型号：WDZCN-RYJS \r\n4.规格：2*1.5mm2 \r\n5.材质：铜芯软线 \r\n6.配线部位：综合考虑 \r\n7.配线线制：详设计 \r\n8.钢索材质、规格：详设计\r\n9.其他详设计及满足规范要求","m","347.73","","3.83","1331.81",""]
["15","030905003165","","防火控制装置调试 正压送风阀、排烟阀、防火阀","1.调试内容：正压送风阀、排烟阀、防火阀\r\n2.数量：该标段内的本区域\r\n3.满足验收规范要求，出具调试报告\r\n4.其他要求：满足相关标准图集、规范、设计及验收要求等","个","1","","132.83","132.83",""]
["16","030905003166","","防火控制装置调试 广播、通讯分机及插孔","1.调试内容：广播喇叭及音箱、通讯分机及插孔\r\n2.数量：含本项目全部点位\r\n3.满足验收规范要求，出具调试报告\r\n4.其他要求：满足相关标准图集、规范、设计及验收要求等","个","11","","50.16","551.76",""]
["17","030905003169","","防火控制装置调试(电梯)","1.名称:防火控制装置调试 \r\n2.类型:消防电梯调试\r\n3.满足验收规范要求，出具调试报告\r\n4.其他要求：满足相关标准图集、规范、设计及验收要求等","部","1","","1373.86","1373.86",""]
[" "," ","","分部小计 ",""," "," ",""," ","26447.97"," "]
[" "," ","","防火门监控系统 ",""," "," ",""," "," "," "]
["18","030507009013","","消防防火门监控区域分机","1.名称:消防防火门监控区域分机\r\n2.类型:消防防火门监控\r\n3.规格：TFJ-2012\r\n4.安装方式：综合考虑\r\n5.其他：满足设计、规范、相关图集及招标文件要求","台","1","","1733.25","1733.25",""]
["19","030904008074","","防火门控制模块","1.名称：防火门控制模块\r\n2.规格：二总线通讯,无极性,监视常闭防火门状态 \r\n3.类型：详设计 \r\n4.输出形式：综合考虑\r\n5.其他详设计及满足规范要求","个","17","","338.14","5748.38",""]
["20","030507001075","","门磁开关","1.名称：门磁开关 \r\n2.类别：智能型,金属外壳,可直接接入防火门系统中,可用于单扇或双扇常闭防火门,占用一个地址,参考感应距离≤15mm。 \r\n3.探测范围：综合考虑 \r\n4.安装方式：综合考虑\r\n5.其他详设计及满足规范要求","套","17","","118.89","2021.13",""]
["21","030411004078","","配线 WDZN-RYS-2*1.5mm2","1.名称：配线 \r\n2.配线形式：综合考虑 \r\n3.型号：WDZN-RYS \r\n4.规格：2*1.5mm2 \r\n5.材质：铜芯软线 \r\n6.配线部位：综合考虑 \r\n7.配线线制：详设计 \r\n8.钢索材质、规格：详设计\r\n9.其他详设计及满足规范要求","m","326.44","","3.83","1250.27",""]
[" "," ","","分部小计 ",""," "," ",""," ","10753.03"," "]
[" "," ","","电气火灾监控系统 ",""," "," ",""," "," "," "]
["22","030503006082","","电气火灾监控模块","1.名称：电气火灾监控模块\r\n2.类别：详设计 \r\n3.功能：综合考虑 \r\n4.规格：详设计\r\n5.其他详设计及满足规范要求","台","3","","460.54","1381.62",""]
["23","030411004081","","配线 WDZN-RYS-2*1.5mm2","1.名称：配线 \r\n2.配线形式：综合考虑 \r\n3.型号：WDZN-RYSP\r\n4.规格：2*1.5mm2 \r\n5.材质：铜芯软线 \r\n6.配线部位：综合考虑 \r\n7.配线线制：详设计 \r\n8.钢索材质、规格：详设计\r\n9.其他详设计及满足规范要求","m","215.15","","3.83","824.02",""]
[" "," ","","分部小计 ",""," "," ",""," ","2205.64"," "]
[" "," ","","消防设备电源监控系统 ",""," "," ",""," "," "," "]
["24","030503006082","","消防设备电源监控模块","1.名称：消防设备电源监控模块 \r\n2.类别：详设计 \r\n3.功能：综合考虑 \r\n4.规格：详设计\r\n5.其他详设计及满足规范要求","台","1","","480.34","480.34",""]
["25","030411004084","","配线 WDZCN-RYSP-2*1.5mm2","1.名称：配线 \r\n2.配线形式：综合考虑 \r\n3.型号：WDZCN-RYSP\r\n4.规格：2*1.5mm2 \r\n5.材质：铜芯软线 \r\n6.配线部位：综合考虑 \r\n7.配线线制：详设计 \r\n8.钢索材质、规格：详设计\r\n9.其他详设计及满足规范要求","m","207.34","","5.76","1194.28",""]
["26","030411004085","","配线 WDZBN-BYJ-1.5mm2","1.名称：配线 \r\n2.配线形式：综合考虑 \r\n3.型号：WDZBN-BYJ\r\n4.规格：1.5mm2 \r\n5.材质：铜芯线 \r\n6.配线部位：综合考虑 \r\n7.配线线制：详设计 \r\n8.钢索材质、规格：详设计\r\n9.其他详设计及满足规范要求","m","214.34","","2.56","548.71",""]
[" "," ","","分部小计 ",""," "," ",""," ","2223.33"," "]
[" "," ","","集中控制应急照明系统 ",""," "," ",""," "," "," "]
["27","030404017007","","A型应急照明集中电源 KW-D-0.6KVA","1.名称：A型应急照明集中电源\r\n2.规格、型号：KW-D-0.6KVA\r\n3.安装形式：挂墙安装\r\n4.不含端子板外部接线、压铜接线端子\r\n5.含支架、开孔，配线，盘柜防火，堵洞等成套配置","台","2","","2053.71","4107.42",""]
["28","030412004081","","集中电源集中控制型多信息复合标志灯(双面单向) KW-BLJC-2OEⅠ0.3W-919T2A","1.名称：集中电源集中控制型多信息复合标志灯(双面单向) \r\n2.规格、型号：KW-BLJC-2OEⅠ0.3W-919T2A\r\n3.安装形式：吊装,吊顶下0.1m\r\n4.满足设计图纸及验收规范要求","套","3","","59.43","178.29",""]
["29","030412004081","","集中电源集中控制型消防应急标志灯(单面单向) KW-BLJC-1LEⅡ0.3W-915A","1.名称：集中电源集中控制型消防应急标志灯(单面单向)  \r\n2.规格、型号：KW-BLJC-1LEⅡ0.3W-915A\r\n3.安装形式：嵌墙安装,底边距地面0.5m\r\n4.满足设计图纸及验收规范要求","套","16","","58.52","936.32",""]
["30","030412004081","","楼层显示标志灯","1.名称：楼层显示标志灯\r\n2.规格、型号：详设计\r\n3.安装形式：壁装,底边距地面2.5m\r\n4.满足设计图纸及验收规范要求","套","17","","74.88","1272.96",""]
["31","030412004080","","集中电源集中控制型安全出口标志灯 KW-BLJC-1OEⅡ0.3W-918AA","1.名称：集中电源集中控制型安全出口标志灯   \r\n2.规格、型号：KW-BLJC-1OEⅡ0.3W-918AA\r\n3.安装形式：挂墙安装,门楣上0.1m\r\n4.满足设计图纸及验收规范要求","套","2","","63.79","127.58",""]
["32","030412004080","","集中电源集中控制型疏散出口标志灯 KW-BLJC-1OEⅡ0.3W-918A","1.名称：集中电源集中控制型疏散出口标志灯   \r\n2.规格、型号：KW-BLJC-1OEⅡ0.3W-918A \r\n3.安装形式：挂墙安装,门楣上0.1m\r\n4.满足设计图纸及验收规范要求","套","17","","58.52","994.84",""]
["33","030412004080","","集中电源集中控制型消防应急照明灯 KW-ZFJC-E5W-835B,600lm","1.名称：集中电源集中控制型消防应急照明灯   \r\n2.规格、型号：KW-ZFJC-E5W-835B,600lm\r\n3.安装形式：吸顶安装 \r\n4.满足设计图纸及验收规范要求","套","52","","63.90","3322.80",""]
["34","030412004080","","集中电源集中控制型消防应急照明灯（室外型） KW-ZFJC-E5W-835B,600lm","1.名称：集中电源集中控制型消防应急照明灯（室外型） \r\n2.规格、型号：KW-ZFJC-E5W-835B,600lm\r\n3.安装形式：壁装,底边距地面2.5m/门楣上0.1m，在室外或地面上设置时,防护等级不低于IP67。\r\n4.满足设计图纸及验收规范要求","套","2","","67.42","134.84",""]
["35","030404032090","","无端子外部接线 ≤2.5mm2","1.名称：无端子外部接线 \r\n2.型号、规格：≤2.5mm2  \r\n3.满足设计图纸及验收规范要求","个","44","","8.32","366.08",""]
["36","030411004081","","配线 WDZCN-RYJS-2*2.5mm2","1.名称：配线 \r\n2.配线形式：综合考虑 \r\n3.型号：WDZCN-RYJS\r\n4.规格：2*2.5mm2\r\n5.材质：铜芯软线 \r\n6.配线部位：综合考虑 \r\n7.配线线制：详设计 \r\n8.钢索材质、规格：详设计\r\n9.其他详设计及满足规范要求","m","473.24","","4.37","2068.06",""]
["37","030411004084","","配线 WDZCN-RYJSP-2*1.5mm2","1.名称：配线 \r\n2.配线形式：综合考虑 \r\n3.型号：WDZCN-RYJSP\r\n4.规格：2*1.5mm2 \r\n5.材质：铜芯软线 \r\n6.配线部位：综合考虑 \r\n7.配线线制：详设计 \r\n8.钢索材质、规格：详设计\r\n9.其他详设计及满足规范要求","m","221.3","","5.76","1274.69",""]
["38","030411001089","","金属软管 DN20","1.名称：金属软管 \r\n2.材质：过塑金属 \r\n3.规格： DN20\r\n4.其他：满足施工规范、验收规范及设计要求","m","78","","44.97","3507.66",""]
[" "," ","","分部小计 ",""," "," ",""," ","18291.54"," "]
[" "," ","","单价措施项目清单 ",""," "," ",""," "," "," "]
[" "," ","","其他措施项目 ",""," "," ",""," "," "," "]
["39","031302007001","","高层施工增加费"," ","项"," ",""," ","",""]
[" "," ","","分部小计 ",""," "," ",""," "," "," "]
[" "," ","","专业措施项目 ",""," "," ",""," "," "," "]
["40","031301001001","","吊装加固"," ","项"," ",""," ","",""]
["41","031301002001","","金属抱杆安装拆除、移位"," ","项"," ",""," ","",""]
["42","031301003001","","平台铺设、拆除"," ","项"," ",""," ","",""]
["43","031301004001","","顶升、提升装置"," ","项"," ",""," ","",""]
["44","031301005001","","大型设备专用机具"," ","项"," ",""," ","",""]
["45","031301006001","","焊接工艺评定"," ","项"," ",""," ","",""]
["46","031301007001","","胎（模）具制作、安装、拆除"," ","项"," ",""," ","",""]
["47","031301008001","","防护棚制作安装拆除"," ","项"," ",""," ","",""]
["48","031301009001","","特殊地区施工增加"," ","项"," ",""," ","",""]
["49","031301010001","","安装与生产同时进行施工增加"," ","项"," ",""," ","",""]
["50","031301011001","","在有害身体健康环境中施工增加"," ","项"," ",""," ","",""]
["51","031301012001","","工程系统检测、检验"," ","项"," ",""," ","",""]
["52","031301013001","","设备、管道施工的安全、防冻和焊接保护"," ","项"," ",""," ","",""]
["53","031301014001","","焦炉烘炉、热态工程"," ","项"," ",""," ","",""]
["54","031301015001","","管道安拆后的充气保护"," ","项"," ",""," ","",""]
["55","031301016001","","隧道内施工的通风、供水、供气、供电、照明及通讯设施"," ","项"," ",""," ","",""]
["56","031301017001","","脚手架搭拆"," ","项","1","","828.06","828.06",""]
["57","031301018001","","其他措施"," ","项"," ",""," ","",""]
[" "," ","","分部小计 ",""," "," ",""," ","828.06"," "]
[" "," ","","分部小计 ",""," "," ",""," ","828.06"," "]
["合　　计","","","","","","","","","60749.57",""]

{"sheet":"F.4 总价措施项目清单计价表(表-11)【教师周转房 9~6","index":220,"n_rows":15,"n_cols":12,"rows_kept":15,"merged":[[0,0,0,11],[1,0,1,1],[1,2,1,5],[1,6,1,7],[1,8,1,11],[2,1,2,2],[2,3,2,4],[2,8,2,9],[3,1,3,2],[3,3,3,4],[3,8,3,9],[4,1,4,2],[4,3,4,4],[4,8,4,9],[5,1,5,2],[5,3,5,4],[5,8,5,9],[6,1,6,2],[6,3,6,4],[6,8,6,9],[7,1,7,2],[7,3,7,4],[7,8,7,9],[8,1,8,2],[8,3,8,4],[8,8,8,9],[9,1,9,2],[9,3,9,4],[9,8,9,9],[10,1,10,2],[10,3,10,4],[10,8,10,9],[11,1,11,2],[11,3,11,4],[11,8,11,9],[12,1,12,2],[12,3,12,4],[12,8,12,9],[13,1,13,2],[13,3,13,4],[13,8,13,9],[14,0,14,6],[14,8,14,9]],"flags":["formulas_cached_only"]}
["总价措施项目清单计价表","","","","","","","","","","",""]
["工程名称：","","凉山州科教园区暨医学类教育服务项目\\教师周转房 9#-3【9#-3教师公寓-消防电气】","","","","标段：","","","","",""]
["序 号","项目编码","","项目名称","","计算基础","费率\r\n（%）","金额\r\n（元）","调整费率\r\n(%)","","调整后\r\n金额(元)","备注"]
["1","031302001001","","安全文明施工费",""," "," ","3338.02","","",""," "]
["1.1","①","","环境保护费","","分部分项工程及单价措施项目(定额人工费+定额机械费)","1.1","264.16","","",""," "]
["1.2","②","","文明施工费","","分部分项工程及单价措施项目(定额人工费+定额机械费)","2.5","600.36","","",""," "]
["1.3","③","","安全施工费","","分部分项工程及单价措施项目(定额人工费+定额机械费)","3.9","936.57","","",""," "]
["1.4","④","","临时设施费","","分部分项工程及单价措施项目(定额人工费+定额机械费)","6.4","1536.93","","",""," "]
["2","031302002001","","夜间施工增加费",""," "," ","115.27","","",""," "]
["3","031302003001","","非夜间施工增加",""," "," ","","","",""," "]
["4","031302004001","","二次搬运费",""," "," ","55.23","","",""," "]
["5","031302005001","","冬雨季施工增加费",""," "," ","86.45","","",""," "]
["6","031302006001","","已完工程及设备保护费",""," "," ","","","",""," "]
["7","031302008001","","工程定位复测费",""," "," ","21.61","","",""," "]
["合　　计","","","","","","","3616.58","-","","-","-"]

{"sheet":"H 规费、税金项目清单计价表(表-13)【教师周转房 9#~6","index":221,"n_rows":7,"n_cols":6,"rows_kept":7,"merged":[[0,0,0,5],[1,1,1,2],[1,3,1,4],[6,0,6,4]],"flags":["formulas_cached_only"]}
["规费、税金项目计价表","","","","",""]
["工程名称：","凉山州科教园区暨医学类教育服务项目\\教师周转房 9#-3【9#-3教师公寓-消防电气】","","标段：","",""]
["序号","项目名称","计算基础","计算基数","计算费率（％）","金额(元)"]
["1","规费","分部分项定额人工费+单价措施项目定额人工费","23672.53","8.36","1979.02"]
["2","销项增值税额","分部分项工程费+措施项目费+其他项目费+规费+按实计算费用+创优质工程奖补偿奖励费-按规定不计税的工程设备金额-除税甲供材料（设备）费","66345.17","9","5971.07"]
["3","附加税","分部分项工程费+措施项目费+其他项目费+规费+按实计算费用+创优质工程奖补偿奖励费-按规定不计税的工程设备金额-除税甲供材料（设备）费","66345.17","0.313","207.66"]
["合计","","","","","8157.75"]

{"sheet":"L.2 承包人提供主要材料和工程设备一览表(表-21)【教~6","index":222,"n_rows":37,"n_cols":10,"rows_kept":37,"merged":[[0,0,0,9],[1,1,1,4],[1,5,1,7],[1,8,1,9],[2,4,2,5],[3,4,3,5],[4,4,4,5],[5,4,5,5],[6,4,6,5],[7,4,7,5],[8,4,8,5],[9,4,9,5],[10,4,10,5],[11,4,11,5],[12,4,12,5],[13,4,13,5],[14,4,14,5],[15,4,15,5],[16,4,16,5],[17,4,17,5],[18,4,18,5],[19,4,19,5],[20,4,20,5],[21,4,21,5],[22,4,22,5],[23,4,23,5],[24,4,24,5],[25,4,25,5],[26,4,26,5],[27,4,27,5],[28,4,28,5],[29,4,29,5],[30,4,30,5],[31,4,31,5],[32,4,32,5],[33,4,33,5],[34,4,34,5],[35,4,35,5],[36,4,36,5]],"flags":["formulas_cached_only"]}
[" 承包人提供主要材料和工程设备一览表\r\n（适用造价信息差额调整法）","","","","","","","","",""]
["工程名称：","凉山州科教园区暨医学类教育服务项目\\教师周转房 9#-3【9#-3教师公寓-消防电气】","","","","标段：","","","",""]
["序号","名称、规格、型号","单位","数量","风险系数(%)","","基准单价(元)","投标单价(元)","发承包人确认单价(元)","备注"]
["1","消防接线端子箱","台","8"," ","","61.20","",""," "]
["2","感烟探测器（编码型）","个","56"," ","","23.36","",""," "]
["3","声光警报器","个","10"," ","","31.73","",""," "]
["4","消火栓按钮","个","17"," ","","22.82","",""," "]
["5","输入输出模块","个","10"," ","","30.49","",""," "]
["6","总线隔离器","个","8"," ","","19.35","",""," "]
["7","火灾显示盘","台","2"," ","","723.75","",""," "]
["8","配线 WDZBN-BYJ-2.5mm2","m","254.388"," ","","1.83","",""," "]
["9","配线 WDZBN-BYJ-4mm2","m","272.8"," ","","2.84","",""," "]
["10","消防防火门监控区域分机","台","1"," ","","945.00","",""," "]
["11","防火门控制模块","个","17"," ","","45.00","",""," "]
["12","门磁开关","套","17"," ","","90.00","",""," "]
["13","电气火灾监控模块","台","3"," ","","167.40","",""," "]
["14","配线 WDZN-RYS-2*1.5mm2","m","584.917"," ","","2.37","",""," "]
["15","消防设备电源监控模块","台","1"," ","","187.20","",""," "]
["16","配线 WDZCN-RYSP-2*1.5mm2","m","223.927"," ","","4.16","",""," "]
["17","配线 WDZBN-BYJ-1.5mm2","m","248.634"," ","","1.15","",""," "]
["18","集中电源集中控制型消防应急标志灯(单面单向) KW-BLJC-1LEⅡ0.3W-915A","套","16.16"," ","","27.00","",""," "]
["19","集中电源集中控制型多信息复合标志灯(双面单向) KW-BLJC-2OEⅠ0.3W-919T2A","套","3.03"," ","","27.90","",""," "]
["20","楼层显示标志灯","套","17.17"," ","","43.20","",""," "]
["21","集中电源集中控制型安全出口标志灯 KW-BLJC-1OEⅡ0.3W-918AA","套","2.02"," ","","32.22","",""," "]
["22","集中电源集中控制型疏散出口标志灯 KW-BLJC-1OEⅡ0.3W-918A","套","17.17"," ","","27.00","",""," "]
["23","集中电源集中控制型消防应急照明灯 KW-ZFJC-E5W-835B,600lm","套","52.52"," ","","32.40","",""," "]
["24","集中电源集中控制型消防应急照明灯（室外型） KW-ZFJC-E5W-835B,600lm","套","2.02"," ","","32.40","",""," "]
["25","无端子外部接线 ≤2.5mm2","个","44"," ","","4.50","",""," "]
["26","配线 WDZCN-RYJS-2*2.5mm2","m","511.099"," ","","2.73","",""," "]
["27","配线 WDZCN-RYJSP-2*1.5mm2","m","239.004"," ","","4.16","",""," "]
["28","金属软管 DN20","m","80.34"," ","","2.45","",""," "]
["29","配线 WDZCN-RYS-2*1.5mm2","m","365.818"," ","","2.37","",""," "]
["30","配线 WDZCN-RYJS-2*1.5mm2","m","375.548"," ","","2.37","",""," "]
["31","带电话插孔手报按钮","个","9"," ","","23.56","",""," "]
["32","火警专用电话","个","2"," ","","59.18","",""," "]
["33","可挠金属套管 DN20","m","89.04"," ","","2.70","",""," "]
["34","A型应急照明集中电源 KW-D-0.6KVA","台","2"," ","","1260.00","",""," "]

{"sheet":"E.3 单位工程招标控制价汇总表(表-04)【教师周转房 ~7","index":223,"n_rows":19,"n_cols":5,"rows_kept":19,"merged":[[0,0,0,4],[1,0,1,1],[2,1,2,2],[3,1,3,2],[4,1,4,2],[5,1,5,2],[6,1,6,2],[7,1,7,2],[8,1,8,2],[9,1,9,2],[10,1,10,2],[11,1,11,2],[12,1,12,2],[13,1,13,2],[14,1,14,2],[15,1,15,2],[16,1,16,2],[17,1,17,2],[18,0,18,2]],"flags":["formulas_cached_only"]}
["单位工程招标控制价汇总表","","","",""]
["工程名称：","","凉山州科教园区暨医学类教育服务项目\\教师周转房 9#-3【9#-3教室公寓--消防水】","标段：",""]
["序号","汇总内容","","金  额（元）","其中:暂估价(元)"]
["1","分部分项及单价措施项目","","81564.05"," "]
[" ","0309 消火栓系统 ","","80464.10"," "]
["2","总价措施项目","","4137.69","-"]
["2.1","其中：安全文明施工费","","3818.98","-"]
["3","其他项目",""," ","-"]
["3.1","其中：暂列金额",""," ","-"]
["3.2","其中：专业工程暂估价",""," ","-"]
["3.3","其中：计日工",""," ","-"]
["3.4","其中：总承包服务费",""," ","-"]
["4","规费","","2198.30","-"]
["5","创优质工程奖补偿奖励费",""," ","-"]
["6","税前不含税工程造价","","87900.04","-"]
["6.1","其中：除税甲供材料（设备）费",""," ","-"]
["7","销项增值税额","","7911.00","-"]
["8","附加税","","275.13","-"]
[" 招标控制价/投标报价总价合计=税前不含税工程造价+销项增值税额+附加税","","","96086.17"," "]

{"sheet":"F.1.1 分部分项工程和单价措施项目清单与计价表(表-~41","index":224,"n_rows":51,"n_cols":11,"rows_kept":51,"merged":[[0,0,0,10],[1,0,1,1],[1,2,1,6],[1,7,1,8],[1,9,1,10],[2,0,4,0],[2,1,4,2],[2,3,4,3],[2,4,4,4],[2,5,4,5],[2,6,4,7],[2,8,2,10],[3,8,4,8],[3,9,4,9],[5,1,5,2],[5,3,5,4],[5,6,5,7],[6,1,6,2],[6,6,6,7],[7,1,7,2],[7,6,7,7],[8,1,8,2],[8,6,8,7],[9,1,9,2],[9,6,9,7],[10,1,10,2],[10,6,10,7],[11,1,11,2],[11,6,11,7],[12,1,12,2],[12,6,12,7],[13,1,13,2],[13,6,13,7],[14,1,14,2],[14,6,14,7],[15,1,15,2],[15,6,15,7],[16,1,16,2],[16,6,16,7],[17,1,17,2],[17,6,17,7],[18,1,18,2],[18,6,18,7],[19,1,19,2],[19,6,19,7],[20,1,20,2],[20,6,20,7],[21,1,21,2],[21,6,21,7],[22,1,22,2],[22,6,22,7],[23,1,23,2],[23,6,23,7],[24,1,24,2],[24,3,24,4],[24,6,24,7],[25,1,25,2],[25,3,25,4],[25,6,25,7],[26,1,26,2],[26,3,26,4],[26,6,26,7],[27,1,27,2],[27,6,27,7],[28,1,28,2],[28,3,28,4],[28,6,28,7],[29,1,29,2],[29,3,29,4],[29,6,29,7],[30,1,30,2],[30,6,30,7],[31,1,31,2],[31,6,31,7],[32,1,32,2],[32,6,32,7],[33,1,33,2],[33,6,33,7],[34,1,34,2],[34,6,34,7],[35,1,35,2],[35,6,35,7],[36,1,36,2],[36,6,36,7],[37,1,37,2],[37,6,37,7],[38,1,38,2],[38,6,38,7],[39,1,39,2],[39,6,39,7],[40,1,40,2],[40,6,40,7],[41,1,41,2],[41,6,41,7],[42,1,42,2],[42,6,42,7],[43,1,43,2],[43,6,43,7],[44,1,44,2],[44,6,44,7],[45,1,45,2],[45,6,45,7],[46,1,46,2],[46,6,46,7],[47,1,47,2],[47,6,47,7],[48,1,48,2],[48,3,48,4],[48,6,48,7],[49,1,49,2],[49,3,49,4],[49,6,49,7],[50,0,50,8]],"flags":["formulas_cached_only"]}
["分部分项工程和单价措施项目清单与计价表","","","","","","","","","",""]
["工程名称：","","凉山州科教园区暨医学类教育服务项目\\教师周转房 9#-3【9#-3教室公寓--消防水】","","","","","标段：","","",""]
["序号","项目编码","","项目名称","项目特征","计量\r\n单位","工程\r\n量","","金额（元）","",""]
["","","","","","","","","综合单价","合价","其   中"]
["","","","","","","","","","","暂估价"]
[" "," ","","0309 消火栓系统 ",""," "," ",""," "," "," "]
["1","030901002001","","内外壁热浸镀锌加厚钢管 DN65","1.安装部位：室内 \r\n2.材质：内外壁热浸镀锌加厚钢管\r\n3.型号、规格：DN65mm\r\n4.连接形式：卡箍连接\r\n5.含直管、管件费等\r\n6.按规范要求对管道进行吹扫、冲洗、水压试验等\r\n7.其它：满足设计及规范要求","m","64.07","","91.04","5832.93",""]
["2","030901002002","","内外壁热浸镀锌加厚钢管 DN100","1.安装部位：室内\r\n2.材质：内外壁热浸镀锌加厚钢管\r\n3.型号、规格：DN100mm\r\n4.连接形式：卡箍连接\r\n5.含直管、管件费等\r\n6.按规范要求对管道进行吹扫、冲洗、水压试验等\r\n7.其它：满足设计及规范要求","m","106.56","","123.49","13159.09",""]
["3","030901002001","","内外壁热浸镀锌钢管 DN65","1.安装部位：室内 \r\n2.材质：内外壁热浸镀锌加厚钢管\r\n3.型号、规格：DN65mm\r\n4.连接形式：卡箍连接\r\n5.含直管、管件费等\r\n6.按规范要求对管道进行吹扫、冲洗、水压试验等\r\n7.其它：满足设计及规范要求","m","100.22","","78.05","7822.17",""]
["4","030901002002","","内外壁热浸镀锌钢管 DN100","1.安装部位：室内\r\n2.材质：内外壁热浸镀锌加厚钢管\r\n3.型号、规格：DN100mm\r\n4.连接形式：卡箍连接\r\n5.含直管、管件费等\r\n6.按规范要求对管道进行吹扫、冲洗、水压试验等\r\n7.其它：满足设计及规范要求","m","89.04","","111.23","9903.92",""]
["5","031201001003","","管道刷油","1.名称：管道刷油\r\n2.标志色方式、品种：消火栓管刷樟丹二道,红色调和漆二道;自动喷水管刷樟丹二道,红色黄环调和漆二道。\r\n3.满足设计图纸及验收规范要求","m2","51.86","","7.91","410.21",""]
["6","030807003005","","带锁定装置的双向型蝶阀 DN100","1.名称：带锁定装置的双向型蝶阀\r\n2.材质：详设计\r\n3.型号、规格：DN100mm \r\n4.连接形式：法兰连接\r\n5.其他：满足设计及规范要求","个","7","","356.73","2497.11",""]
["7","030807003005","","带锁定装置的双向型蝶阀 DN150","1.名称：带锁定装置的双向型蝶阀\r\n2.材质：详设计\r\n3.型号、规格：DN150mm \r\n4.连接形式：法兰连接\r\n5.其他：满足设计及规范要求","个","4","","541.74","2166.96",""]
["8","030807003006","","金属波纹管 DN150","1.名称：金属波纹管\r\n2.材质：详设计\r\n3.型号、规格：DN150mm \r\n4.连接形式：法兰连接\r\n5.其他：满足设计及规范要求","个","2","","984.82","1969.64",""]
["9","030901010007","","甲型单栓带灭火器箱组合式消防柜","1.名称：甲型单栓带灭火器箱组合式消防柜\r\n2.安装部位：室内 \r\n3.型号、规格：详设计\r\n4.内配减压稳压消火栓SNW65-Ⅲ、衬胶水龙带25m一条,直流水枪19mm一支.报警按钮和指示灯各1个\r\n5.消火栓按钮另列清单项\r\n6.其他：满足设计及规范要求","套","16","","835.25","13364.00",""]
["10","030901010008","","试验消火栓箱","1.名称：试验消火栓箱\r\n2.安装部位：室内 \r\n3.型号、规格：详设计\r\n4.附件配置：消火栓柜1800×700×180。箱内配SN65或SNW65一个;DN65、L25m衬胶水带一条;φ19mm水枪一支;带消防软管卷盘,软管长度30米\r\n5.消火栓按钮另列清单项\r\n6.其他：满足设计及规范要求","套","1","","187.82","187.82",""]
["11","030901013009","","手提式磷酸铵盐干粉灭火器  MF/ABC4","1.名称：磷酸铵盐干粉灭火器\r\n2.形式：手提式\r\n3.规格、型号：MF/ABC4\r\n4.其它：满足施工图设计要求及施工验收规范要求","具","68","","52.59","3576.12",""]
["12","030901013009","","灭火器放置箱","1.名称：灭火器放置箱\r\n2.形式：挂墙\r\n3.规格、型号：详设计\r\n4.其它：满足施工图设计要求及施工验收规范要求","个","18","","61.16","1100.88",""]
["13","030703022010","","自动排气阀  DN25","1.类型：自动排气阀\r\n2.材质：碳钢\r\n3.型号、规格：WP DN20mm\r\n4.含截止阀\r\n5.其他：满足设计及规范要求","个","2","","57.44","114.88",""]
["14","030815001015","","管道支架制作安装","1.名称：管道支架及套管\r\n2.材质：型钢（综合）\r\n3.支架除锈后刷樟丹二道，灰色调和漆两道\r\n4.其它：满足设计及规范要求","kg","189.36","","17.69","3349.78",""]
["15","031003003021","","旋启式止回阀 DN100","1.类型：旋启式止回阀 \r\n2.材质：球墨铸铁阀体 \r\n3.规格、压力等级：DN100 \r\n4.连接形式：法兰连接 \r\n5.焊接方法：详设计\r\n6.含沟槽法兰等综合考虑\r\n7.其他详设计及满足规范要求","个","2","","1077.19","2154.38",""]
["16","030601002026","","压力表","1.名称：压力表 \r\n2.型号：详设计 \r\n3.规格：详设计\r\n4.压力表弯材质、规格：详设计 \r\n5.挠性管材质、规格：详设计  \r\n6.支架形式、材质：详设计  \r\n7.调试要求：详设计  \r\n8.脱脂要求：详设计 \r\n9.其他详设计及满足规范要求","台","1","","66.05","66.05",""]
["17","030905002016","","消火栓灭火系统调试","1.系统形式：消火栓灭火系统调试\r\n2.其它：满足施工图设计要求及施工验收规范要求","点","41","","294.56","12076.96",""]
["18","031001007084","","钢丝网骨架复合给水管 DN100","1.安装部位：室外\r\n2.介质：冷水\r\n3.规格、压力等级：DN100 1.6MPa\r\n4.连接方式：综合考虑\r\n5.包含配套管件及附件\r\n6.含水压试验、管道冲洗等综合考虑\r\n7.其他要求：满足相关标准图集、规范、设计及验收要求等","m","7","","101.60","711.20",""]
[" "," ","","分部小计 ",""," "," ",""," ","80464.10"," "]
[" "," ","","单价措施项目清单 ",""," "," ",""," "," "," "]
[" "," ","","其他措施项目 ",""," "," ",""," "," "," "]
["19","031302007001","","高层施工增加费"," ","项"," ",""," ","",""]
[" "," ","","分部小计 ",""," "," ",""," "," "," "]
[" "," ","","专业措施项目 ",""," "," ",""," "," "," "]
["20","031301001001","","吊装加固"," ","项"," ",""," ","",""]
["21","031301002001","","金属抱杆安装拆除、移位"," ","项"," ",""," ","",""]
["22","031301003001","","平台铺设、拆除"," ","项"," ",""," ","",""]
["23","031301004001","","顶升、提升装置"," ","项"," ",""," ","",""]
["24","031301005001","","大型设备专用机具"," ","项"," ",""," ","",""]
["25","031301006001","","焊接工艺评定"," ","项"," ",""," ","",""]
["26","031301007001","","胎（模）具制作、安装、拆除"," ","项"," ",""," ","",""]
["27","031301008001","","防护棚制作安装拆除"," ","项"," ",""," ","",""]
["28","031301009001","","特殊地区施工增加"," ","项"," ",""," ","",""]
["29","031301010001","","安装与生产同时进行施工增加"," ","项"," ",""," ","",""]
["30","031301011001","","在有害身体健康环境中施工增加"," ","项"," ",""," ","",""]
["31","031301012001","","工程系统检测、检验"," ","项"," ",""," ","",""]
["32","031301013001","","设备、管道施工的安全、防冻和焊接保护"," ","项"," ",""," ","",""]
["33","031301014001","","焦炉烘炉、热态工程"," ","项"," ",""," ","",""]
["34","031301015001","","管道安拆后的充气保护"," ","项"," ",""," ","",""]
["35","031301016001","","隧道内施工的通风、供水、供气、供电、照明及通讯设施"," ","项"," ",""," ","",""]
["36","031301017001","","脚手架搭拆"," ","项","1","","1099.95","1099.95",""]
["37","031301018001","","其他措施"," ","项"," ",""," ","",""]
[" "," ","","分部小计 ",""," "," ",""," ","1099.95"," "]
[" "," ","","分部小计 ",""," "," ",""," ","1099.95"," "]
["合　　计","","","","","","","","","81564.05",""]

{"sheet":"F.4 总价措施项目清单计价表(表-11)【教师周转房 9~7","index":225,"n_rows":15,"n_cols":12,"rows_kept":15,"merged":[[0,0,0,11],[1,0,1,1],[1,2,1,5],[1,6,1,7],[1,8,1,11],[2,1,2,2],[2,3,2,4],[2,8,2,9],[3,1,3,2],[3,3,3,4],[3,8,3,9],[4,1,4,2],[4,3,4,4],[4,8,4,9],[5,1,5,2],[5,3,5,4],[5,8,5,9],[6,1,6,2],[6,3,6,4],[6,8,6,9],[7,1,7,2],[7,3,7,4],[7,8,7,9],[8,1,8,2],[8,3,8,4],[8,8,8,9],[9,1,9,2],[9,3,9,4],[9,8,9,9],[10,1,10,2],[10,3,10,4],[10,8,10,9],[11,1,11,2],[11,3,11,4],[11,8,11,9],[12,1,12,2],[12,3,12,4],[12,8,12,9],[13,1,13,2],[13,3,13,4],[13,8,13,9],[14,0,14,6],[14,8,14,9]],"flags":["formulas_cached_only"]}
["总价措施项目清单计价表","","","","","","","","","","",""]
["工程名称：","","凉山州科教园区暨医学类教育服务项目\\教师周转房 9#-3【9#-3教室公寓--消防水】","","","","标段：","","","","",""]
["序 号","项目编码","","项目名称","","计算基础","费率\r\n（%）","金额\r\n（元）","调整费率\r\n(%)","","调整后\r\n金额(元)","备注"]
["1","031302001001","","安全文明施工费",""," "," ","3818.98","","",""," "]
["1.1","①","","环境保护费","","分部分项工程及单价措施项目(定额人工费+定额机械费)","1.1","302.22","","",""," "]
["1.2","②","","文明施工费","","分部分项工程及单价措施项目(定额人工费+定额机械费)","2.5","686.87","","",""," "]
["1.3","③","","安全施工费","","分部分项工程及单价措施项目(定额人工费+定额机械费)","3.9","1071.51","","",""," "]
["1.4","④","","临时设施费","","分部分项工程及单价措施项目(定额人工费+定额机械费)","6.4","1758.38","","",""," "]
["2","031302002001","","夜间施工增加费",""," "," ","131.88","","",""," "]
["3","031302003001","","非夜间施工增加",""," "," ","","","",""," "]
["4","031302004001","","二次搬运费",""," "," ","63.19","","",""," "]
["5","031302005001","","冬雨季施工增加费",""," "," ","98.91","","",""," "]
["6","031302006001","","已完工程及设备保护费",""," "," ","","","",""," "]
["7","031302008001","","工程定位复测费",""," "," ","24.73","","",""," "]
["合　　计","","","","","","","4137.69","-","","-","-"]

{"sheet":"H 规费、税金项目清单计价表(表-13)【教师周转房 9#~7","index":226,"n_rows":7,"n_cols":6,"rows_kept":7,"merged":[[0,0,0,5],[1,1,1,2],[1,3,1,4],[6,0,6,4]],"flags":["formulas_cached_only"]}
["规费、税金项目计价表","","","","",""]
["工程名称：","凉山州科教园区暨医学类教育服务项目\\教师周转房 9#-3【9#-3教室公寓--消防水】","","标段：","",""]
["序号","项目名称","计算基础","计算基数","计算费率（％）","金额(元)"]
["1","规费","分部分项定额人工费+单价措施项目定额人工费","26295.46","8.36","2198.30"]
["2","销项增值税额","分部分项工程费+措施项目费+其他项目费+规费+按实计算费用+创优质工程奖补偿奖励费-按规定不计税的工程设备金额-除税甲供材料（设备）费","87900.04","9","7911.00"]
["3","附加税","分部分项工程费+措施项目费+其他项目费+规费+按实计算费用+创优质工程奖补偿奖励费-按规定不计税的工程设备金额-除税甲供材料（设备）费","87900.04","0.313","275.13"]
["合计","","","","","10384.43"]

{"sheet":"L.2 承包人提供主要材料和工程设备一览表(表-21)【教~7","index":227,"n_rows":28,"n_cols":10,"rows_kept":28,"merged":[[0,0,0,9],[1,1,1,4],[1,5,1,7],[1,8,1,9],[2,4,2,5],[3,4,3,5],[4,4,4,5],[5,4,5,5],[6,4,6,5],[7,4,7,5],[8,4,8,5],[9,4,9,5],[10,4,10,5],[11,4,11,5],[12,4,12,5],[13,4,13,5],[14,4,14,5],[15,4,15,5],[16,4,16,5],[17,4,17,5],[18,4,18,5],[19,4,19,5],[20,4,20,5],[21,4,21,5],[22,4,22,5],[23,4,23,5],[24,4,24,5],[25,4,25,5],[26,4,26,5],[27,4,27,5]],"flags":["formulas_cached_only"]}
[" 承包人提供主要材料和工程设备一览表\r\n（适用造价信息差额调整法）","","","","","","","","",""]
["工程名称：","凉山州科教园区暨医学类教育服务项目\\教师周转房 9#-3【9#-3教室公寓--消防水】","","","","标段：","","","",""]
["序号","名称、规格、型号","单位","数量","风险系数(%)","","基准单价(元)","投标单价(元)","发承包人确认单价(元)","备注"]
["1","沟槽直接头 （含胶圈）DN65","套","27.387"," ","","10.87","",""," "]
["2","消火栓沟槽管件DN65","个","42.542"," ","","15.39","",""," "]
["3","沟槽直接头 （含胶圈）DN100","套","31.678"," ","","17.98","",""," "]
["4","消火栓沟槽管件DN100","个","57.747"," ","","24.64","",""," "]
["5","碳钢平焊法兰DN100","片","18"," ","","27.14","",""," "]
["6","碳钢平焊法兰DN150","片","12"," ","","51.25","",""," "]
["7","压力表","台","1"," ","","18.00","",""," "]
["8","镀锌加厚钢管DN65","m","65.031"," ","","37.81","",""," "]
["9","镀锌加厚钢管DN100","m","102.505"," ","","60.94","",""," "]
["10","内外壁热浸镀锌钢管 DN65","m","101.723"," ","","35.614","",""," "]
["11","内外壁热浸镀锌钢管 DN100","m","90.376"," ","","58.31","",""," "]
["12","酚醛调和漆 各色","kg","10.268"," ","","11.15","",""," "]
["13","带锁定装置的双向型蝶阀 DN100","个","7"," ","","58.50","",""," "]
["14","甲型单栓带灭火器箱组合式消防柜","套","16"," ","","668.70","",""," "]
["15","试验消火栓DN65","套","1.01"," ","","67.50","",""," "]
["16","灭火器MF/ABC4","具","68"," ","","45.00","",""," "]
["17","灭火器放置箱","个","18"," ","","27.00","",""," "]
["18","旋启式止回阀 DN100","个","2"," ","","781.20","",""," "]
["19","自动排气阀DN25","个","2"," ","","22.50","",""," "]
["20","型钢","kg","198.87"," ","","4.50","",""," "]
["21","醇酸防锈漆 C53-1","kg","2.197"," ","","11.00","",""," "]
["22","钢丝网骨架复核管DN100","m","7.105"," ","","67.32","",""," "]
["23","给水室外钢骨架塑料复合管电熔管件DN100","个","1.911"," ","","57.64","",""," "]
["24","带锁定装置的双向型蝶阀 DN150","个","4"," ","","92.70","",""," "]
["25","金属波纹管DN150","个","2"," ","","540.54","",""," "]

{"sheet":"E.3 单位工程招标控制价汇总表(表-04)【教师周转房 ~8","index":228,"n_rows":19,"n_cols":5,"rows_kept":19,"merged":[[0,0,0,4],[1,0,1,1],[2,1,2,2],[3,1,3,2],[4,1,4,2],[5,1,5,2],[6,1,6,2],[7,1,7,2],[8,1,8,2],[9,1,9,2],[10,1,10,2],[11,1,11,2],[12,1,12,2],[13,1,13,2],[14,1,14,2],[15,1,15,2],[16,1,16,2],[17,1,17,2],[18,0,18,2]],"flags":["formulas_cached_only"]}
["单位工程招标控制价汇总表","","","",""]
["工程名称：","","凉山州科教园区暨医学类教育服务项目\\教师周转房 9#-3【9#-3教师周转房-空调防排烟】","标段：",""]
["序号","汇总内容","","金  额（元）","其中:暂估价(元)"]
["1","分部分项及单价措施项目","","18854.33"," "]
[" ","0307 通风及防排烟系统 ","","18717.98"," "]
["2","总价措施项目","","896.00","-"]
["2.1","其中：安全文明施工费","","826.99","-"]
["3","其他项目",""," ","-"]
["3.1","其中：暂列金额",""," ","-"]
["3.2","其中：专业工程暂估价",""," ","-"]
["3.3","其中：计日工",""," ","-"]
["3.4","其中：总承包服务费",""," ","-"]
["4","规费","","468.14","-"]
["5","创优质工程奖补偿奖励费",""," ","-"]
["6","税前不含税工程造价","","20218.47","-"]
["6.1","其中：除税甲供材料（设备）费",""," ","-"]
["7","销项增值税额","","1819.66","-"]
["8","附加税","","63.28","-"]
[" 招标控制价/投标报价总价合计=税前不含税工程造价+销项增值税额+附加税","","","22101.41"," "]

{"sheet":"F.1.1 分部分项工程和单价措施项目清单与计价表(表-~42","index":229,"n_rows":45,"n_cols":11,"rows_kept":45,"merged":[[0,0,0,10],[1,0,1,1],[1,2,1,6],[1,7,1,8],[1,9,1,10],[2,0,4,0],[2,1,4,2],[2,3,4,3],[2,4,4,4],[2,5,4,5],[2,6,4,7],[2,8,2,10],[3,8,4,8],[3,9,4,9],[5,1,5,2],[5,3,5,4],[5,6,5,7],[6,1,6,2],[6,6,6,7],[7,1,7,2],[7,6,7,7],[8,1,8,2],[8,6,8,7],[9,1,9,2],[9,6,9,7],[10,1,10,2],[10,6,10,7],[11,1,11,2],[11,6,11,7],[12,1,12,2],[12,6,12,7],[13,1,13,2],[13,6,13,7],[14,1,14,2],[14,6,14,7],[15,1,15,2],[15,6,15,7],[16,1,16,2],[16,6,16,7],[17,1,17,2],[17,6,17,7],[18,1,18,2],[18,3,18,4],[18,6,18,7],[19,1,19,2],[19,3,19,4],[19,6,19,7],[20,1,20,2],[20,3,20,4],[20,6,20,7],[21,1,21,2],[21,6,21,7],[22,1,22,2],[22,3,22,4],[22,6,22,7],[23,1,23,2],[23,3,23,4],[23,6,23,7],[24,1,24,2],[24,6,24,7],[25,1,25,2],[25,6,25,7],[26,1,26,2],[26,6,26,7],[27,1,27,2],[27,6,27,7],[28,1,28,2],[28,6,28,7],[29,1,29,2],[29,6,29,7],[30,1,30,2],[30,6,30,7],[31,1,31,2],[31,6,31,7],[32,1,32,2],[32,6,32,7],[33,1,33,2],[33,6,33,7],[34,1,34,2],[34,6,34,7],[35,1,35,2],[35,6,35,7],[36,1,36,2],[36,6,36,7],[37,1,37,2],[37,6,37,7],[38,1,38,2],[38,6,38,7],[39,1,39,2],[39,6,39,7],[40,1,40,2],[40,6,40,7],[41,1,41,2],[41,6,41,7],[42,1,42,2],[42,3,42,4],[42,6,42,7],[43,1,43,2],[43,3,43,4],[43,6,43,7],[44,0,44,8]],"flags":["formulas_cached_only"]}
["分部分项工程和单价措施项目清单与计价表","","","","","","","","","",""]
["工程名称：","","凉山州科教园区暨医学类教育服务项目\\教师周转房 9#-3【9#-3教师周转房-空调防排烟】","","","","","标段：","","",""]
["序号","项目编码","","项目名称","项目特征","计量\r\n单位","工程\r\n量","","金额（元）","",""]
["","","","","","","","","综合单价","合价","其   中"]
["","","","","","","","","","","暂估价"]
[" "," ","","0307 通风及防排烟系统 ",""," "," ",""," "," "," "]
["1","030108001012","","管道式换气扇P-150(带止回功能)","1.名称:管道式换气扇P-150(带止回功能)\r\n2.型号.规格:详设计\r\n3.含柔性接头","台","29","","186.09","5396.61",""]
["2","030108001012","","管道式换气扇P-400(带止回功能)","1.名称:管道式换气扇P-400(带止回功能)\r\n2.型号.规格:详设计\r\n3.含柔性接头","台","2","","186.09","372.18",""]
["3","030108001010","","隔墙用百叶窗换气扇","1.名称:隔墙用百叶窗换气扇\r\n2.型号.规格:详设计\r\n3.减振支吊架制作安装\r\n4.含柔性接头","台","1","","240.22","240.22",""]
["4","030703001020","","70℃防火阀 160*120","1.名称:70℃防火阀\r\n2.型号.规格:160*120\r\n3.材质:碳钢","个","27","","266.41","7193.07",""]
["5","030703007024","","防鼠防虫网 10*10","1.名称:防鼠防虫网 \r\n2.型号.规格:10*10","个","1","","110.30","110.30",""]
["6","030703007036","","防雨百叶带过滤网 200*200","1.名称：防雨百叶带过滤网\r\n2.型号：详设计 \r\n3.规格：200*200\r\n4.类型：详设计\r\n5.形式：综合考虑\r\n6.其他详设计及满足规范要求","个","2","","137.15","274.30",""]
["7","030703007036","","防雨百叶带过滤网 400*200","1.名称：防雨百叶带过滤网\r\n2.型号：详设计 \r\n3.规格：400*200\r\n4.类型：详设计\r\n5.形式：综合考虑\r\n6.其他详设计及满足规范要求","个","2","","171.91","343.82",""]
["8","030702001025","","镀锌钢板风管 B≤320 δ=0.75","1.名称:镀锌钢板风管\r\n2.材质:镀锌钢板 \r\n3.形状:矩形 \r\n4.规格:B≤320 δ=0.75\r\n5.板材厚度 \r\n6.管件、法兰等附件及支架设计要求 \r\n7.接口形式","m2","15.5","","174.18","2699.79",""]
["9","030702001026","","镀锌钢板风管 B≤450 δ=0.75","1.名称:镀锌钢板风管\r\n2.材质:镀锌钢板 \r\n3.形状:矩形 \r\n4.规格:B≤450 δ=0.75\r\n5.板材厚度 \r\n6.管件、法兰等附件及支架设计要求 \r\n7.接口形式","m2","2.57","","141.25","363.01",""]
["10","030704002029","","风管漏光试验、漏风试验","风管漏光试验、漏风试验","m2","18.07","","4.27","77.16",""]
["11","031208003352","","不燃离心玻璃棉保温","1.名称:不燃离心玻璃棉保温\r\n2.绝热厚度及管径:综合考虑 \r\n3.包含所需的各类附件\r\n4.其他要求：满足相关标准图集、规范、设计及验收要求等","m3","1.09","","1066.29","1162.26",""]
["12","031208003232","","防火包裹（无石棉纤维增强硅酸钙耐火板）","1.名称：防火包裹（无石棉纤维增强硅酸钙耐火板）\r\n2.耐火板厚度：综合考虑\r\n3.含耐火板、岩棉保温、龙骨、支架及附件制作安装及除锈刷油防腐\r\n4.其他要求：满足相关标准图集、规范、设计及验收要求等","m2","3.61","","134.42","485.26",""]
[" "," ","","分部小计 ",""," "," ",""," ","18717.98"," "]
[" "," ","","单价措施项目清单 ",""," "," ",""," "," "," "]
[" "," ","","其他措施项目 ",""," "," ",""," "," "," "]
["13","031302007001","","高层施工增加费"," ","项"," ",""," ","",""]
[" "," ","","分部小计 ",""," "," ",""," "," "," "]
[" "," ","","专业措施项目 ",""," "," ",""," "," "," "]
["14","031301001001","","吊装加固"," ","项"," ",""," ","",""]
["15","031301002001","","金属抱杆安装拆除、移位"," ","项"," ",""," ","",""]
["16","031301003001","","平台铺设、拆除"," ","项"," ",""," ","",""]
["17","031301004001","","顶升、提升装置"," ","项"," ",""," ","",""]
["18","031301005001","","大型设备专用机具"," ","项"," ",""," ","",""]
["19","031301006001","","焊接工艺评定"," ","项"," ",""," ","",""]
["20","031301007001","","胎（模）具制作、安装、拆除"," ","项"," ",""," ","",""]
["21","031301008001","","防护棚制作安装拆除"," ","项"," ",""," ","",""]
["22","031301009001","","特殊地区施工增加"," ","项"," ",""," ","",""]
["23","031301010001","","安装与生产同时进行施工增加"," ","项"," ",""," ","",""]
["24","031301011001","","在有害身体健康环境中施工增加"," ","项"," ",""," ","",""]
["25","031301012001","","工程系统检测、检验"," ","项"," ",""," ","",""]
["26","031301013001","","设备、管道施工的安全、防冻和焊接保护"," ","项"," ",""," ","",""]
["27","031301014001","","焦炉烘炉、热态工程"," ","项"," ",""," ","",""]
["28","031301015001","","管道安拆后的充气保护"," ","项"," ",""," ","",""]
["29","031301016001","","隧道内施工的通风、供水、供气、供电、照明及通讯设施"," ","项"," ",""," ","",""]
["30","031301017001","","脚手架搭拆"," ","项","1","","136.35","136.35",""]
["31","031301018001","","其他措施"," ","项"," ",""," ","",""]
[" "," ","","分部小计 ",""," "," ",""," ","136.35"," "]
[" "," ","","分部小计 ",""," "," ",""," ","136.35"," "]
["合　　计","","","","","","","","","18854.33",""]

{"sheet":"F.4 总价措施项目清单计价表(表-11)【教师周转房 9~8","index":230,"n_rows":15,"n_cols":12,"rows_kept":15,"merged":[[0,0,0,11],[1,0,1,1],[1,2,1,5],[1,6,1,7],[1,8,1,11],[2,1,2,2],[2,3,2,4],[2,8,2,9],[3,1,3,2],[3,3,3,4],[3,8,3,9],[4,1,4,2],[4,3,4,4],[4,8,4,9],[5,1,5,2],[5,3,5,4],[5,8,5,9],[6,1,6,2],[6,3,6,4],[6,8,6,9],[7,1,7,2],[7,3,7,4],[7,8,7,9],[8,1,8,2],[8,3,8,4],[8,8,8,9],[9,1,9,2],[9,3,9,4],[9,8,9,9],[10,1,10,2],[10,3,10,4],[10,8,10,9],[11,1,11,2],[11,3,11,4],[11,8,11,9],[12,1,12,2],[12,3,12,4],[12,8,12,9],[13,1,13,2],[13,3,13,4],[13,8,13,9],[14,0,14,6],[14,8,14,9]],"flags":["formulas_cached_only"]}
["总价措施项目清单计价表","","","","","","","","","","",""]
["工程名称：","","凉山州科教园区暨医学类教育服务项目\\教师周转房 9#-3【9#-3教师周转房-空调防排烟】","","","","标段：","","","","",""]
["序 号","项目编码","","项目名称","","计算基础","费率\r\n（%）","金额\r\n（元）","调整费率\r\n(%)","","调整后\r\n金额(元)","备注"]
["1","031302001001","","安全文明施工费",""," "," ","826.99","","",""," "]
["1.1","①","","环境保护费","","分部分项工程及单价措施项目(定额人工费+定额机械费)","1.1","65.45","","",""," "]
["1.2","②","","文明施工费","","分部分项工程及单价措施项目(定额人工费+定额机械费)","2.5","148.74","","",""," "]
["1.3","③","","安全施工费","","分部分项工程及单价措施项目(定额人工费+定额机械费)","3.9","232.03","","",""," "]
["1.4","④","","临时设施费","","分部分项工程及单价措施项目(定额人工费+定额机械费)","6.4","380.77","","",""," "]
["2","031302002001","","夜间施工增加费",""," "," ","28.56","","",""," "]
["3","031302003001","","非夜间施工增加",""," "," ","","","",""," "]
["4","031302004001","","二次搬运费",""," "," ","13.68","","",""," "]
["5","031302005001","","冬雨季施工增加费",""," "," ","21.42","","",""," "]
["6","031302006001","","已完工程及设备保护费",""," "," ","","","",""," "]
["7","031302008001","","工程定位复测费",""," "," ","5.35","","",""," "]
["合　　计","","","","","","","896.00","-","","-","-"]

{"sheet":"H 规费、税金项目清单计价表(表-13)【教师周转房 9#~8","index":231,"n_rows":7,"n_cols":6,"rows_kept":7,"merged":[[0,0,0,5],[1,1,1,2],[1,3,1,4],[6,0,6,4]],"flags":["formulas_cached_only"]}
["规费、税金项目计价表","","","","",""]
["工程名称：","凉山州科教园区暨医学类教育服务项目\\教师周转房 9#-3【9#-3教师周转房-空调防排烟】","","标段：","",""]
["序号","项目名称","计算基础","计算基数","计算费率（％）","金额(元)"]
["1","规费","分部分项定额人工费+单价措施项目定额人工费","5599.71","8.36","468.14"]
["2","销项增值税额","分部分项工程费+措施项目费+其他项目费+规费+按实计算费用+创优质工程奖补偿奖励费-按规定不计税的工程设备金额-除税甲供材料（设备）费","20218.47","9","1819.66"]
["3","附加税","分部分项工程费+措施项目费+其他项目费+规费+按实计算费用+创优质工程奖补偿奖励费-按规定不计税的工程设备金额-除税甲供材料（设备）费","20218.47","0.313","63.28"]
["合计","","","","","2351.08"]

{"sheet":"L.2 承包人提供主要材料和工程设备一览表(表-21)【教~8","index":232,"n_rows":13,"n_cols":10,"rows_kept":13,"merged":[[0,0,0,9],[1,1,1,4],[1,5,1,7],[1,8,1,9],[2,4,2,5],[3,4,3,5],[4,4,4,5],[5,4,5,5],[6,4,6,5],[7,4,7,5],[8,4,8,5],[9,4,9,5],[10,4,10,5],[11,4,11,5],[12,4,12,5]],"flags":["formulas_cached_only"]}
[" 承包人提供主要材料和工程设备一览表\r\n（适用造价信息差额调整法）","","","","","","","","",""]
["工程名称：","凉山州科教园区暨医学类教育服务项目\\教师周转房 9#-3【9#-3教师周转房-空调防排烟】","","","","标段：","","","",""]
["序号","名称、规格、型号","单位","数量","风险系数(%)","","基准单价(元)","投标单价(元)","发承包人确认单价(元)","备注"]
["1","管道式换气扇P-150(带止回功能)","台","29"," ","","95.00","",""," "]
["2","防雨百叶带过滤网 200*200","个","2.02"," ","","81.00","",""," "]
["3","隔墙用百叶窗换气扇","台","1"," ","","95.00","",""," "]
["4","防鼠防虫网 10*10","个","1.01"," ","","90.00","",""," "]
["5","防雨百叶带过滤网 400*200","个","2.02"," ","","104.40","",""," "]
["6","70℃防火阀 160*120","个","27.27"," ","","124.20","",""," "]
["7","管道式换气扇P-400(带止回功能)","台","2"," ","","95.00","",""," "]
["8","镀锌钢板 0.75mm","m2","21.323"," ","","29.27","",""," "]
["9","铝箔离心玻璃棉板","m3","1.123"," ","","720.00","",""," "]
["10","无石棉纤维增强硅酸盐板","m3","3.953"," ","","63.00","",""," "]