{"text_format":"3","workbook":"xls","n_sheets":19,"sheets":["C.2 工程项目招标控制价扉页(扉-2)","F.1.1 分部分项工程清单计价表(表-08)【运动场、篮球~","F.1.2 单价措施项目清单计价表(表-08)【运动场、篮球~","F.1.1 分部分项工程清单计价表(表-08)【总平、景观绿~","F.1.2 单价措施项目清单计价表(表-08)【总平、景观绿~","F.1.1 分部分项工程清单计价表(表-08)【总平、景观~1","F.1.2 单价措施项目清单计价表(表-08)【总平、景观~1","F.1.1 分部分项工程清单计价表(表-08)【总平、景观~2","F.1.2 单价措施项目清单计价表(表-08)【总平、景观~2","F.1.1 分部分项工程清单计价表(表-08)【总平、景观~3","F.1.2 单价措施项目清单计价表(表-08)【总平、景观~3","F.1.1 分部分项工程清单计价表(表-08)【总平、景观~4","F.1.2 单价措施项目清单计价表(表-08)【总平、景观~4","F.1.1 分部分项工程清单计价表(表-08)【总平、景观~5","F.1.2 单价措施项目清单计价表(表-08)【总平、景观~5","F.1.1 分部分项工程清单计价表(表-08)【总平、景观~6","F.1.2 单价措施项目清单计价表(表-08)【总平、景观~6","F.1.1 分部分项工程清单计价表(表-08)【总平、景观~7","F.1.2 单价措施项目清单计价表(表-08)【总平、景观~7"],"read":"whole","date_system":"1900","formulas":"cached_only"}

{"sheet":"C.2 工程项目招标控制价扉页(扉-2)","index":0,"n_rows":13,"n_cols":8,"rows_kept":13,"merged":[[0,1,0,5],[0,6,0,7],[1,0,1,7],[2,0,2,2],[2,3,2,6],[3,0,4,2],[3,3,4,6],[3,7,4,7],[4,0,4,2],[4,3,4,6],[5,0,5,1],[5,2,5,3],[5,5,5,7],[6,0,6,1],[6,2,6,3],[6,5,6,7],[7,0,7,1],[7,2,7,3],[7,5,7,7],[8,0,8,1],[8,2,8,3],[8,5,8,7],[9,0,9,1],[9,2,9,3],[9,5,9,7],[10,0,10,1],[10,2,10,3],[10,5,10,7],[11,0,11,1],[11,2,11,3],[11,5,11,7],[12,0,12,7]],"flags":["formulas_cached_only"]}
["","凉山州第二民族中学建设项目","","","","","工程",""]
["招标控制价","","","","","","",""]
["招标控制价(小写):","","","33227341.95元","","","",""]
["(大写):","","","叁仟叁佰贰拾贰万柒仟叁佰肆拾壹元玖角伍分","","","",""]
["","","","","","","",""]
["招　标　人:",""," ","","造价咨询人:"," ","",""]
["","","(单位盖章)","","","(单位盖章)","",""]
["法定代表人 \r\n或其授权人:",""," ","","法定代表人 \r\n或其授权人:"," ","",""]
["       ","","(签字或盖章)","","","(签字或盖章)","",""]
["编　制　人:",""," ","","复　核　人:"," ","",""]
["","","(造价人员签字盖专用章)","","","(一级造价工程师签字盖专用章)","",""]
["     编 制 时 间:",""," ","","复 核 时 间:"," ","",""]
["扉-2 ","","","","","","",""]

{"sheet":"F.1.1 分部分项工程清单计价表(表-08)【运动场、篮球~","index":1,"n_rows":117,"n_cols":12,"rows_kept":117,"merged":[[0,0,0,11],[1,0,1,1],[1,2,1,5],[1,6,1,8],[1,9,1,11],[2,0,4,0],[2,1,4,2],[2,3,4,3],[2,4,4,4],[2,5,4,5],[2,6,4,6],[2,7,2,11],[3,7,4,7],[3,8,4,8],[3,9,3,11],[4,1,4,2],[5,1,5,2],[5,3,5,4],[6,1,6,2],[7,1,7,2],[8,1,8,2],[9,1,9,2],[10,1,10,2],[11,0,11,7],[13,0,13,11],[14,0,14,11],[15,0,15,1],[15,2,15,5],[15,6,15,8],[15,9,15,11],[16,0,18,0],[16,1,18,2],[16,3,18,3],[16,4,18,4],[16,5,18,5],[16,6,18,6],[16,7,16,11],[17,7,18,7],[17,8,18,8],[17,9,17,11],[18,1,18,2],[19,1,19,2],[20,1,20,2],[21,1,21,2],[22,1,22,2],[23,1,23,2],[23,3,23,4],[24,1,24,2],[24,3,24,4],[25,0,25,7],[27,0,27,11],[28,0,28,11],[29,0,29,1],[29,2,29,5],[29,6,29,8],[29,9,29,11],[30,0,32,0],[30,1,32,2],[30,3,32,3],[30,4,32,4],[30,5,32,5],[30,6,32,6],[30,7,30,11],[31,7,32,7],[31,8,32,8],[31,9,31,11],[32,1,32,2],[33,1,33,2],[34,1,34,2],[35,1,35,2],[36,1,36,2],[37,1,37,2],[38,0,38,7],[40,0,40,11],[41,0,41,11],[42,0,42,1],[42,2,42,5],[42,6,42,8],[42,9,42,11],[43,0,45,0],[43,1,45,2],[43,3,45,3],[43,4,45,4],[43,5,45,5],[43,6,45,6],[43,7,43,11],[44,7,45,7],[44,8,45,8],[44,9,44,11],[45,1,45,2],[46,1,46,2],[47,1,47,2],[48,1,48,2],[48,3,48,4],[49,1,49,2],[49,3,49,4],[50,1,50,2],[51,0,51,7],[53,0,53,11],[54,0,54,11],[55,0,55,1],[55,2,55,5],[55,6,55,8],[55,9,55,11],[56,0,58,0],[56,1,58,2],[56,3,58,3],[56,4,58,4],[56,5,58,5],[56,6,58,6],[56,7,56,11],[57,7,58,7],[57,8,58,8],[57,9,57,11],[58,1,58,2],[59,1,59,2],[60,1,60,2],[61,1,61,2],[62,1,62,2],[63,0,63,7],[65,0,65,11],[66,0,66,11],[67,0,67,1],[67,2,67,5],[67,6,67,8],[67,9,67,11],[68,0,70,0],[68,1,70,2],[68,3,70,3],[68,4,70,4],[68,5,70,5],[68,6,70,6],[68,7,68,11],[69,7,70,7],[69,8,70,8],[69,9,69,11],[70,1,70,2],[71,1,71,2],[72,1,72,2],[73,1,73,2],[73,3,73,4],[74,1,74,2],[74,3,74,4],[75,1,75,2],[76,1,76,2],[77,1,77,2],[78,0,78,7],[80,0,80,11],[81,0,81,11],[82,0,82,1],[82,2,82,5],[82,6,82,8],[82,9,82,11],[83,0,85,0],[83,1,85,2],[83,3,85,3],[83,4,85,4],[83,5,85,5],[83,6,85,6],[83,7,83,11],[84,7,85,7],[84,8,85,8],[84,9,84,11],[85,1,85,2],[86,1,86,2],[87,1,87,2],[88,1,88,2],[89,1,89,2],[90,1,90,2],[91,1,91,2],[92,1,92,2],[93,0,93,7],[95,0,95,11],[96,0,96,11],[97,0,97,1],[97,2,97,5],[97,6,97,8],[97,9,97,11],[98,0,100,0],[98,1,100,2],[98,3,100,3],[98,4,100,4],[98,5,100,5],[98,6,100,6],[98,7,98,11],[99,7,100,7],[99,8,100,8],[99,9,99,11],[100,1,100,2],[101,1,101,2],[102,1,102,2],[103,1,103,2],[103,3,103,4],[104,1,104,2],[105,1,105,2],[106,1,106,2],[107,1,107,2],[108,1,108,2],[109,1,109,2],[110,1,110,2],[111,1,111,2],[112,1,112,2],[113,0,113,7],[114,0,114,7],[116,0,116,11]],"flags":["formulas_cached_only"]}
["分部分项工程清单与计价表","","","","","","","","","","",""]
["工程名称：","","凉山州第二民族中学建设项目\\运动场、篮球场、排球场、羽毛球场【建筑与装饰工程】","","","","标段：","","","第1页共8页","",""]
["序号"," 项目编码 ","","项目名称","项目特征描述","计量\r\n单位","工程量","金额（元）","","","",""]
["","","","","","","","综合单价","合价","其中","",""]
["","","","","","","","","","定额人工费","定额机械费","暂估价"]
[" "," ","","运动场区-人造草皮 ",""," "," "," "," "," "," "," "]
["1","040202001001","","路床（槽）整形","1.部位：人造草坪地面（具体位置详施工图设计）\r\n2.路拱成型：满足设计及规范要求\r\n3.道路试验、弯沉测试等检测费由投标人综合考虑\r\n4.满足设计及施工质量验收规范要求","㎡","0"," ","","","",""]
["2","010404001002","","300厚连砂石垫层","1.垫层材料种类、配合比、厚度：300厚连砂石垫层","㎡","6048","38.18","230912.64","29393.28","20442.24",""]
["3","040203002041","","喷粘油层","1.材料品种：喷粘油层\r\n2.喷油量：洒布量0.6kg/㎡(沥青用量)\r\n3.具体做法详见说明","㎡","6048","3.56","21530.88","1814.40","",""]
["4","040203003018","","乳化沥青透层","1.材料品种：乳化沥青透层\r\n2.喷油量：洒布量0.7kg/㎡(沥青用量)\r\n3.具体做法详见说明","㎡","6048","4.59","27760.32","2116.80","",""]
["5","040202015003","","200厚5%水泥砂石稳定层","1.厚度：20cm\r\n2.水泥含量：5%\r\n3.石料规格：砾石5mm～40mm","㎡","6048","72.87","440717.76","16269.12","11975.04",""]
["本页小计","","","","","","","","720921.60","49593.60","32417.28",""]
[]
["表-08 ","","","","","","","","","","",""]
["分部分项工程清单与计价表","","","","","","","","","","",""]
["工程名称：","","凉山州第二民族中学建设项目\\运动场、篮球场、排球场、羽毛球场【建筑与装饰工程】","","","","标段：","","","第2页共8页","",""]
["序号"," 项目编码 ","","项目名称","项目特征描述","计量\r\n单位","工程量","金额（元）","","","",""]
["","","","","","","","综合单价","合价","其中","",""]
["","","","","","","","","","定额人工费","定额机械费","暂估价"]
["6","040203006005","","50厚细粒式沥青混凝土（AC-13）","1.沥青品种：中粒式沥青混凝土层\r\n2.沥青混凝土种类 \r\n3.石料粒径：粒径≤20\r\n4.掺和料：\r\n5.厚度:50厚\r\n6.运距：投标人自行综合考虑\r\n7.道路试验、弯沉测试等检测费由投标人综合考虑\r\n8.满足设计及施工质量验收规范要求","㎡","6048","66.92","404732.16","15059.52","15120.00",""]
["7","011103003007","","10厚合成材料吸震垫","1.10厚合成材料吸震垫","㎡","0"," ","","","",""]
["8","011103004008","","55厚人造草坪面层","1.铺设55mm厚专用人造草\r\n2.内填石英砂20-40目，橡胶环保颗粒（37kg/㎡)","㎡","0"," ","","","",""]
["9","040201023009","","排水盲管","1.φ100滤水UPVC盲管外包无纺布\r\n","m","1248.55","36.73","45859.24","8764.82","",""]
[" "," ","","分部小计 ",""," "," "," ","1171513.00","73417.94","47537.28"," "]
[" "," ","","运动场-彩色塑胶 ",""," "," "," "," "," "," "," "]
["本页小计","","","","","","","","450591.4","23824.34","15120",""]
[]
["表-08 ","","","","","","","","","","",""]
["分部分项工程清单与计价表","","","","","","","","","","",""]
["工程名称：","","凉山州第二民族中学建设项目\\运动场、篮球场、排球场、羽毛球场【建筑与装饰工程】","","","","标段：","","","第3页共8页","",""]
["序号"," 项目编码 ","","项目名称","项目特征描述","计量\r\n单位","工程量","金额（元）","","","",""]
["","","","","","","","综合单价","合价","其中","",""]
["","","","","","","","","","定额人工费","定额机械费","暂估价"]
["10","040202001010","","路床（槽）整形","1.部位：50mm厚深绿色预制塑胶（具体位置详施工图设计）\r\n2.路拱成型：满足设计及规范要求\r\n3.道路试验、弯沉测试等检测费由投标人综合考虑\r\n4.满足设计及施工质量验收规范要求","㎡","0"," ","","","",""]
["11","010404001011","","300厚连砂石垫层","1.垫层材料种类、配合比、厚度：300厚连砂石垫层","㎡","7781.58","38.18","297100.72","37818.48","26301.74",""]
["12","040203002041","","喷粘油层","1.材料品种：喷粘油层\r\n2.喷油量：洒布量0.6kg/㎡(沥青用量)\r\n3.具体做法详见说明","㎡","7781.58","3.56","27702.42","2334.47","",""]
["13","040203003018","","乳化沥青透层","1.材料品种：乳化沥青透层\r\n2.喷油量：洒布量0.7kg/㎡(沥青用量)\r\n3.具体做法详见说明","㎡","7781.58","4.59","35717.45","2723.55","",""]
["14","040202015012","","200厚5%水泥砂石稳定层","1.厚度：20cm\r\n2.水泥含量：5%\r\n3.石料规格：砾石5mm～40mm","㎡","7781.58","72.87","567043.73","20932.45","15407.53",""]
["本页小计","","","","","","","","927564.32","63808.95","41709.27",""]
[]
["表-08 ","","","","","","","","","","",""]
["分部分项工程清单与计价表","","","","","","","","","","",""]
["工程名称：","","凉山州第二民族中学建设项目\\运动场、篮球场、排球场、羽毛球场【建筑与装饰工程】","","","","标段：","","","第4页共8页","",""]
["序号"," 项目编码 ","","项目名称","项目特征描述","计量\r\n单位","工程量","金额（元）","","","",""]
["","","","","","","","综合单价","合价","其中","",""]
["","","","","","","","","","定额人工费","定额机械费","暂估价"]
["15","040203006013","","50厚细粒式沥青混凝土（AC-13）","1.沥青品种：中粒式沥青混凝土层\r\n2.沥青混凝土种类 \r\n3.石料粒径：\r\n4.掺和料：\r\n5.厚度：50\r\n6.运距：投标人自行综合考虑\r\n7.道路试验、弯沉测试等检测费由投标人综合考虑\r\n8.满足设计及施工质量验收规范要求","㎡","7781.58","66.92","520743.33","19376.13","19453.95",""]
["16","011103001015","","13mm彩色塑胶地面","1.名称：13mm彩色塑胶地面","㎡","0"," ","","","",""]
[" "," ","","分部小计 ",""," "," "," ","1448307.65","83185.08","61163.22"," "]
[" "," ","","篮球场、排球场、乒乓球场、羽毛球场-预制塑胶 ",""," "," "," "," "," "," "," "]
["17","040202001016","","路床（槽）整形","1.部位：预制塑胶（具体位置详施工图设计）\r\n2.路拱成型：满足设计及规范要求\r\n3.道路试验、弯沉测试等检测费由投标人综合考虑\r\n4.满足设计及施工质量验收规范要求","㎡","0"," ","","","",""]
["本页小计","","","","","","","","520743.33","19376.13","19453.95",""]
[]
["表-08 ","","","","","","","","","","",""]
["分部分项工程清单与计价表","","","","","","","","","","",""]
["工程名称：","","凉山州第二民族中学建设项目\\运动场、篮球场、排球场、羽毛球场【建筑与装饰工程】","","","","标段：","","","第5页共8页","",""]
["序号"," 项目编码 ","","项目名称","项目特征描述","计量\r\n单位","工程量","金额（元）","","","",""]
["","","","","","","","综合单价","合价","其中","",""]
["","","","","","","","","","定额人工费","定额机械费","暂估价"]
["18","010404001017","","300厚天然砂砾石","1.垫层材料种类、配合比、厚度：300厚天然砂砾石","㎡","7880.13","34.84","274543.73","41922.29","11583.79",""]
["19","040203002041","","喷粘油层","1.材料品种：喷粘油层\r\n2.喷油量：洒布量0.6kg/㎡(沥青用量)\r\n3.具体做法详见说明","㎡","7880.13","3.56","28053.26","2364.04","",""]
["20","040203003018","","乳化沥青透层","1.材料品种：乳化沥青透层\r\n2.喷油量：洒布量0.7kg/㎡(沥青用量)\r\n3.具体做法详见说明","㎡","7880.13","4.59","36169.80","2758.05","",""]
["21","040202015018","","200厚5%水泥砂石稳定层","1.厚度：20cm\r\n2.水泥含量：5%\r\n3.石料规格：砾石5mm～40mm","㎡","7880.13","72.87","574225.07","21197.55","15602.66",""]
["本页小计","","","","","","","","912991.86","68241.93","27186.45",""]
[]
["表-08 ","","","","","","","","","","",""]
["分部分项工程清单与计价表","","","","","","","","","","",""]
["工程名称：","","凉山州第二民族中学建设项目\\运动场、篮球场、排球场、羽毛球场【建筑与装饰工程】","","","","标段：","","","第6页共8页","",""]
["序号"," 项目编码 ","","项目名称","项目特征描述","计量\r\n单位","工程量","金额（元）","","","",""]
["","","","","","","","综合单价","合价","其中","",""]
["","","","","","","","","","定额人工费","定额机械费","暂估价"]
["22","040203006019","","50厚细粒式沥青混凝土（AC-13）","1.沥青品种：中粒式渗水沥青混凝土层\r\n2.沥青混凝土种类 \r\n3.石料粒径：\r\n4.掺和料：\r\n5.厚度：50\r\n6.运距：投标人自行综合考虑\r\n7.道路试验、弯沉测试等检测费由投标人综合考虑\r\n8.满足设计及施工质量验收规范要求","㎡","7880.13","66.92","527338.30","19621.52","19700.33",""]
["23","011103001021","","8mm彩色塑胶地面","1.名称：8mm彩色塑胶地面","㎡","0"," ","","","",""]
[" "," ","","分部小计 ",""," "," "," ","1440330.16","87863.45","46886.78"," "]
[" "," ","","其他 ",""," "," "," "," "," "," "," "]
["24","040205006135","","运动场白色标线","1.油漆品种：运动场标线漆\r\n2.工艺：详设计图\r\n3.线型：直线点划","㎡","932.18","39.21","36550.78","2955.01","2684.68",""]
["25","自编022","","铝合金道牙","铝合金道牙详国标08J933-1 V13/3","m","461.85","70.00","32329.50","6927.75","",""]
["26","010507007023","","基准桩 ","基准桩 详国标08J933-1 V12/1","个","3","109.05","327.15","66.81","2.37",""]
["本页小计","","","","","","","","596545.73","29571.09","22387.38",""]
[]
["表-08 ","","","","","","","","","","",""]
["分部分项工程清单与计价表","","","","","","","","","","",""]
["工程名称：","","凉山州第二民族中学建设项目\\运动场、篮球场、排球场、羽毛球场【建筑与装饰工程】","","","","标段：","","","第7页共8页","",""]
["序号"," 项目编码 ","","项目名称","项目特征描述","计量\r\n单位","工程量","金额（元）","","","",""]
["","","","","","","","综合单价","合价","其中","",""]
["","","","","","","","","","定额人工费","定额机械费","暂估价"]
["27","010401014024","","排水沟","内环沟 \r\n1.素土夯实\r\n2.100厚C15混凝土垫层\r\n3.M5水泥砂浆砌砖\r\n4.20厚1:2.5水泥砂浆粉光\r\n5.C20钢筋混凝土盖板","m","856.2","253.62","217149.44","35960.40","77.06",""]
["28","自编027","","抵趾板","抵趾板","套","2","200.00","400.00","","",""]
["29","010101004130","","挖基坑土方","1.土壤类别 ：综合土壤\r\n2.挖土深度：4m以内 \r\n3.弃土运距：场内运输1km堆放\r\n4.其他未尽事宜应满足设计及现行国家规范要求","m³ ","2.43","18.72","45.49","22.77","12.93",""]
["30","010501003142","","独立基础 C15","1.混凝土种类：商品砼 \r\n2.混凝土强度等级：C15砼","m³ ","1.22","439.34","535.99","37.93","0.31",""]
["31","010501001143","","垫层 C10","1.混凝土种类：商品砼 \r\n2.混凝土强度等级：C10砼","m³ ","0.26","443.37","115.28","10.68","0.07",""]
["32","自编026","","足球门插孔","足球门插孔","套","4","500.00","2000.00","","",""]
["33","011501018144","","成品篮板","1.台柜规格 \r\n2.材料种类、规格 \r\n3.五金种类、规格 \r\n4.防护材料种类 \r\n5.油漆品种、刷漆遍数","个","20","2800.00","56000.00","","",""]
["本页小计","","","","","","","","276246.20","36031.78","90.37",""]
[]
["表-08 ","","","","","","","","","","",""]
["分部分项工程清单与计价表","","","","","","","","","","",""]
["工程名称：","","凉山州第二民族中学建设项目\\运动场、篮球场、排球场、羽毛球场【建筑与装饰工程】","","","","标段：","","","第8页共8页","",""]
["序号"," 项目编码 ","","项目名称","项目特征描述","计量\r\n单位","工程量","金额（元）","","","",""]
["","","","","","","","综合单价","合价","其中","",""]
["","","","","","","","","","定额人工费","定额机械费","暂估价"]
["34","011501018145","","羽毛球网","1.台柜规格 \r\n2.材料种类、规格 \r\n3.五金种类、规格 \r\n4.防护材料种类 \r\n5.油漆品种、刷漆遍数","个","3","1000.00","3000.00","","",""]
["35","011501018146","","成品排球网","1.台柜规格 \r\n2.材料种类、规格 \r\n3.五金种类、规格 \r\n4.防护材料种类 \r\n5.油漆品种、刷漆遍数","个","4","1000.00","4000.00","","",""]
[" "," ","","分部小计 ",""," "," "," ","352453.63","45981.35","2777.42"," "]
["","","","","","","","","","","",""]
["","","","","","","","","","","",""]
["","","","","","","","","","","",""]
["","","","","","","","","","","",""]
["","","","","","","","","","","",""]
["","","","","","","","","","","",""]
["","","","","","","","","","","",""]
["","","","","","","","","","","",""]
["","","","","","","","","","","",""]
["本页小计","","","","","","","","7000.00","","",""]
["合    计","","","","","","","","4412604.44","290447.82","158364.7",""]
[]
["表-08 ","","","","","","","","","","",""]

{"sheet":"F.1.2 单价措施项目清单计价表(表-08)【运动场、篮球~","index":2,"n_rows":36,"n_cols":14,"rows_kept":36,"merged":[[0,0,0,13],[1,0,1,1],[1,2,1,7],[1,8,1,10],[1,11,1,13],[2,0,4,0],[2,1,4,2],[2,3,4,3],[2,4,4,4],[2,5,4,5],[2,6,4,6],[2,7,2,13],[3,7,4,8],[3,9,4,9],[3,10,3,13],[4,1,4,2],[4,7,4,8],[4,10,4,11],[5,1,5,2],[5,7,5,8],[5,10,5,11],[6,1,6,2],[6,7,6,8],[6,10,6,11],[7,1,7,2],[7,7,7,8],[7,10,7,11],[8,1,8,2],[8,7,8,8],[8,10,8,11],[9,1,9,2],[9,7,9,8],[9,10,9,11],[10,1,10,2],[10,7,10,8],[10,10,10,11],[11,1,11,2],[11,7,11,8],[11,10,11,11],[12,1,12,2],[12,7,12,8],[12,10,12,11],[13,0,13,8],[13,10,13,11],[15,0,15,13],[16,0,16,13],[17,0,17,1],[17,2,17,7],[17,8,17,10],[17,11,17,13],[18,0,20,0],[18,1,20,2],[18,3,20,3],[18,4,20,4],[18,5,20,5],[18,6,20,6],[18,7,18,13],[19,7,20,8],[19,9,20,9],[19,10,19,13],[20,1,20,2],[20,7,20,8],[20,10,20,11],[21,1,21,2],[21,7,21,8],[21,10,21,11],[22,1,22,2],[22,7,22,8],[22,10,22,11],[23,1,23,2],[23,7,23,8],[23,10,23,11],[24,1,24,2],[24,7,24,8],[24,10,24,11],[25,1,25,2],[25,7,25,8],[25,10,25,11],[26,1,26,2],[26,7,26,8],[26,10,26,11],[27,1,27,2],[27,7,27,8],[27,10,27,11],[28,1,28,2],[28,7,28,8],[28,10,28,11],[29,1,29,2],[29,7,29,8],[29,10,29,11],[30,1,30,2],[30,7,30,8],[30,10,30,11],[31,1,31,2],[31,7,31,8],[31,10,31,11],[32,0,32,8],[32,10,32,11],[33,0,33,8],[33,10,33,11],[35,0,35,13]],"flags":["formulas_cached_only"]}
["单价措施项目清单与计价表","","","","","","","","","","","","",""]
["工程名称：","","凉山州第二民族中学建设项目\\运动场、篮球场、排球场、羽毛球场【建筑与装饰工程】","","","","","","标段：","","","第1页共2页","",""]
["序号"," 项目编码 ","","项目名称","项目特征描述","计量\r\n单位","工程量","金额（元）","","","","","",""]
["","","","","","","","综合单价","","合价","其中","","",""]
["","","","","","","","","","","定额人工费","","定额机械费","暂估价"]
[" "," ","","混凝土模板及支架（撑 ）"," "," "," "," ",""," "," ",""," "," "]
["1","011702025001","","基准桩模板安拆","构件类型","㎡","4.5","79.28","","356.76","176.04","","2.66",""]
[" "," ","","小计"," "," "," "," ","","356.76","176.04","","2.66"," "]
[" "," ","","垂直运输"," "," "," "," ",""," "," ",""," "," "]
["2","011703001001","","垂直运输","1. 建筑物建筑类型及结构形式 \r\n2. 地下室建筑面积 \r\n3. 建筑物檐口高度、层数","㎡|天"," "," ","","","","","",""]
[" "," ","","小计"," "," "," "," ",""," "," ",""," "," "]
[" "," ","","超高施工增加"," "," "," "," ",""," "," ",""," "," "]
["3","011704001001","","超高施工增加","1. 建筑物建筑类型及结构形式 \r\n2. 建筑物檐口高度、层数 \r\n3.单层建筑物檐口高度超过20m，多层建筑物超过6层部分的建筑面积","㎡"," "," ","","","","","",""]
["本页小计","","","","","","","","","356.76","176.04","","2.66",""]
[]
["表-08 ","","","","","","","","","","","","",""]
["单价措施项目清单与计价表","","","","","","","","","","","","",""]
["工程名称：","","凉山州第二民族中学建设项目\\运动场、篮球场、排球场、羽毛球场【建筑与装饰工程】","","","","","","标段：","","","第2页共2页","",""]
["序号"," 项目编码 ","","项目名称","项目特征描述","计量\r\n单位","工程量","金额（元）","","","","","",""]
["","","","","","","","综合单价","","合价","其中","","",""]
["","","","","","","","","","","定额人工费","","定额机械费","暂估价"]
[" "," ","","小计"," "," "," "," ",""," "," ",""," "," "]
[" "," ","","施工排水、降水"," "," "," "," ",""," "," ",""," "," "]
["4","011706001001","","成井","1.成井方式 \r\n2.地层情况 \r\n3.成井直径 \r\n4.井（滤）管类型、直径","m"," "," ","","","","","",""]
["5","011706002001","","排水、降水","1.机械规格型号 \r\n2.降排水管规格","昼夜"," "," ","","","","","",""]
[" "," ","","小计"," "," "," "," ",""," "," ",""," "," "]
["","","","","","","","","","","","","",""]
["","","","","","","","","","","","","",""]
["","","","","","","","","","","","","",""]
["","","","","","","","","","","","","",""]
["","","","","","","","","","","","","",""]
["","","","","","","","","","","","","",""]
["本页小计","","","","","","","","","","","","",""]
["合    计","","","","","","","","","356.76","176.04","","2.66"," "]
[]
["表-08 ","","","","","","","","","","","","",""]

{"sheet":"F.1.1 分部分项工程清单计价表(表-08)【总平、景观绿~","index":3,"n_rows":655,"n_cols":12,"rows_kept":655,"merged":[[0,0,0,11],[1,0,1,1],[1,2,1,5],[1,6,1,8],[1,9,1,11],[2,0,4,0],[2,1,4,2],[2,3,4,3],[2,4,4,4],[2,5,4,5],[2,6,4,6],[2,7,2,11],[3,7,4,7],[3,8,4,8],[3,9,3,11],[4,1,4,2],[5,1,5,2],[5,3,5,4],[6,1,6,2],[7,1,7,2],[7,3,7,4],[8,1,8,2],[8,3,8,4],[9,1,9,2],[10,1,10,2],[11,1,11,2],[12,1,12,2],[13,0,13,7],[15,0,15,11],[16,0,16,11],[17,0,17,1],[17,2,17,5],[17,6,17,8],[17,9,17,11],[18,0,20,0],[18,1,20,2],[18,3,20,3],[18,4,20,4],[18,5,20,5],[18,6,20,6],[18,7,18,11],[19,7,20,7],[19,8,20,8],[19,9,19,11],[20,1,20,2],[21,1,21,2],[22,1,22,2],[23,0,23,7],[25,0,25,11],[26,0,26,11],[27,0,27,1],[27,2,27,5],[27,6,27,8],[27,9,27,11],[28,0,30,0],[28,1,30,2],[28,3,30,3],[28,4,30,4],[28,5,30,5],[28,6,30,6],[28,7,28,11],[29,7,30,7],[29,8,30,8],[29,9,29,11],[30,1,30,2],[31,1,31,2],[32,1,32,2],[33,0,33,7],[35,0,35,11],[36,0,36,11],[37,0,37,1],[37,2,37,5],[37,6,37,8],[37,9,37,11],[38,0,40,0],[38,1,40,2],[38,3,40,3],[38,4,40,4],[38,5,40,5],[38,6,40,6],[38,7,38,11],[39,7,40,7],[39,8,40,8],[39,9,39,11],[40,1,40,2],[41,1,41,2],[42,1,42,2],[43,1,43,2],[44,0,44,7],[46,0,46,11],[47,0,47,11],[48,0,48,1],[48,2,48,5],[48,6,48,8],[48,9,48,11],[49,0,51,0],[49,1,51,2],[49,3,51,3],[49,4,51,4],[49,5,51,5],[49,6,51,6],[49,7,49,11],[50,7,51,7],[50,8,51,8],[50,9,50,11],[51,1,51,2],[52,1,52,2],[53,1,53,2],[54,0,54,7],[56,0,56,11],[57,0,57,11],[58,0,58,1],[58,2,58,5],[58,6,58,8],[58,9,58,11],[59,0,61,0],[59,1,61,2],[59,3,61,3],[59,4,61,4],[59,5,61,5],[59,6,61,6],[59,7,59,11],[60,7,61,7],[60,8,61,8],[60,9,60,11],[61,1,61,2],[62,1,62,2],[63,1,63,2],[64,1,64,2],[65,1,65,2],[66,1,66,2],[66,3,66,4],[67,1,67,2],[67,3,67,4],[68,0,68,7],[70,0,70,11],[71,0,71,11],[72,0,72,1],[72,2,72,5],[72,6,72,8],[72,9,72,11],[73,0,75,0],[73,1,75,2],[73,3,75,3],[73,4,75,4],[73,5,75,5],[73,6,75,6],[73,7,73,11],[74,7,75,7],[74,8,75,8],[74,9,74,11],[75,1,75,2],[76,1,76,2],[77,1,77,2],[78,1,78,2],[79,1,79,2],[80,1,80,2],[81,1,81,2],[82,1,82,2],[82,3,82,4],[83,1,83,2],[83,3,83,4],[84,1,84,2],[85,0,85,7],[87,0,87,11],[88,0,88,11],[89,0,89,1],[89,2,89,5],[89,6,89,8],[89,9,89,11],[90,0,92,0],[90,1,92,2],[90,3,92,3],[90,4,92,4],[90,5,92,5],[90,6,92,6],[90,7,90,11],[91,7,92,7],[91,8,92,8],[91,9,91,11],[92,1,92,2],[93,1,93,2],[94,1,94,2],[95,1,95,2],[96,1,96,2],[97,1,97,2],[98,1,98,2],[99,1,99,2],[100,1,100,2],[101,0,101,7],[103,0,103,11],[104,0,104,11],[105,0,105,1],[105,2,105,5],[105,6,105,8],[105,9,105,11],[106,0,108,0],[106,1,108,2],[106,3,108,3],[106,4,108,4],[106,5,108,5],[106,6,108,6],[106,7,106,11],[107,7,108,7],[107,8,108,8],[107,9,107,11],[108,1,108,2],[109,1,109,2],[109,3,109,4],[110,1,110,2],[110,3,110,4],[111,1,111,2],[112,1,112,2],[113,1,113,2],[114,1,114,2],[115,1,115,2],[116,1,116,2],[117,1,117,2],[117,3,117,4],[118,0,118,7],[120,0,120,11],[121,0,121,11],[122,0,122,1],[122,2,122,5],[122,6,122,8],[122,9,122,11],[123,0,125,0],[123,1,125,2],[123,3,125,3],[123,4,125,4],[123,5,125,5],[123,6,125,6],[123,7,123,11],[124,7,125,7],[124,8,125,8],[124,9,124,11],[125,1,125,2],[126,1,126,2],[126,3,126,4],[127,1,127,2],[128,1,128,2],[129,1,129,2],[129,3,129,4],[130,1,130,2],[130,3,130,4],[131,1,131,2],[132,1,132,2],[133,1,133,2],[134,1,134,2],[135,1,135,2],[136,0,136,7],[138,0,138,11],[139,0,139,11],[140,0,140,1],[140,2,140,5],[140,6,140,8],[140,9,140,11],[141,0,143,0],[141,1,143,2],[141,3,143,3],[141,4,143,4],[141,5,143,5],[141,6,143,6],[141,7,141,11],[142,7,143,7],[142,8,143,8],[142,9,142,11],[143,1,143,2],[144,1,144,2],[145,1,145,2],[146,1,146,2],[147,0,147,7],[149,0,149,11],[150,0,150,11],[151,0,151,1],[151,2,151,5],[151,6,151,8],[151,9,151,11],[152,0,154,0],[152,1,154,2],[152,3,154,3],[152,4,154,4],[152,5,154,5],[152,6,154,6],[152,7,152,11],[153,7,154,7],[153,8,154,8],[153,9,153,11],[154,1,154,2],[155,1,155,2],[156,1,156,2],[157,1,157,2],[158,1,158,2],[159,0,159,7],[161,0,161,11],[162,0,162,11],[163,0,163,1],[163,2,163,5],[163,6,163,8],[163,9,163,11],[164,0,166,0],[164,1,166,2],[164,3,166,3],[164,4,166,4],[164,5,166,5],[164,6,166,6],[164,7,164,11],[165,7,166,7],[165,8,166,8],[165,9,165,11],[166,1,166,2],[167,1,167,2],[168,1,168,2],[169,1,169,2],[170,1,170,2],[171,1,171,2],[172,1,172,2],[173,1,173,2],[173,3,173,4],[174,1,174,2],[174,3,174,4],[175,0,175,7],[177,0,177,11],[178,0,178,11],[179,0,179,1],[179,2,179,5],[179,6,179,8],[179,9,179,11],[180,0,182,0],[180,1,182,2],[180,3,182,3],[180,4,182,4],[180,5,182,5],[180,6,182,6],[180,7,180,11],[181,7,182,7],[181,8,182,8],[181,9,181,11],[182,1,182,2],[183,1,183,2],[184,1,184,2],[185,1,185,2],[186,1,186,2],[187,1,187,2],[188,1,188,2],[189,0,189,7],[191,0,191,11],[192,0,192,11],[193,0,193,1],[193,2,193,5],[193,6,193,8],[193,9,193,11],[194,0,196,0],[194,1,196,2],[194,3,196,3],[194,4,196,4],[194,5,196,5],[194,6,196,6],[194,7,194,11],[195,7,196,7],[195,8,196,8],[195,9,195,11],[196,1,196,2],[197,1,197,2],[198,1,198,2],[199,1,199,2],[200,1,200,2],[201,1,201,2],[202,0,202,7],[204,0,204,11],[205,0,205,11],[206,0,206,1],[206,2,206,5],[206,6,206,8],[206,9,206,11],[207,0,209,0],[207,1,209,2],[207,3,209,3],[207,4,209,4],[207,5,209,5],[207,6,209,6],[207,7,207,11],[208,7,209,7],[208,8,209,8],[208,9,208,11],[209,1,209,2],[210,1,210,2],[211,1,211,2],[212,0,212,7],[214,0,214,11],[215,0,215,11],[216,0,216,1],[216,2,216,5],[216,6,216,8],[216,9,216,11],[217,0,219,0],[217,1,219,2],[217,3,219,3],[217,4,219,4],[217,5,219,5],[217,6,219,6],[217,7,217,11],[218,7,219,7],[218,8,219,8],[218,9,218,11],[219,1,219,2],[220,1,220,2],[221,1,221,2],[222,1,222,2],[223,1,223,2],[223,3,223,4],[224,1,224,2],[224,3,224,4],[225,1,225,2],[226,0,226,7],[228,0,228,11],[229,0,229,11],[230,0,230,1],[230,2,230,5],[230,6,230,8],[230,9,230,11],[231,0,233,0],[231,1,233,2],[231,3,233,3],[231,4,233,4],[231,5,233,5],[231,6,233,6],[231,7,231,11],[232,7,233,7],[232,8,233,8],[232,9,232,11],[233,1,233,2],[234,1,234,2],[235,1,235,2],[236,1,236,2],[237,1,237,2],[238,1,238,2],[239,1,239,2],[240,0,240,7],[242,0,242,11],[243,0,243,11],[244,0,244,1],[244,2,244,5],[244,6,244,8],[244,9,244,11],[245,0,247,0],[245,1,247,2],[245,3,247,3],[245,4,247,4],[245,5,247,5],[245,6,247,6],[245,7,245,11],[246,7,247,7],[246,8,247,8],[246,9,246,11],[247,1,247,2],[248,1,248,2],[249,1,249,2],[250,1,250,2],[251,1,251,2],[251,3,251,4],[252,1,252,2],[252,3,252,4],[253,0,253,7],[255,0,255,11],[256,0,256,11],[257,0,257,1],[257,2,257,5],[257,6,257,8],[257,9,257,11],[258,0,260,0],[258,1,260,2],[258,3,260,3],[258,4,260,4],[258,5,260,5],[258,6,260,6],[258,7,258,11],[259,7,260,7],[259,8,260,8],[259,9,259,11],[260,1,260,2],[261,1,261,2],[262,1,262,2],[262,3,262,4],[263,1,263,2],[263,3,263,4],[264,1,264,2],[265,0,265,7],[267,0,267,11],[268,0,268,11],[269,0,269,1],[269,2,269,5],[269,6,269,8],[269,9,269,11],[270,0,272,0],[270,1,272,2],[270,3,272,3],[270,4,272,4],[270,5,272,5],[270,6,272,6],[270,7,270,11],[271,7,272,7],[271,8,272,8],[271,9,271,11],[272,1,272,2],[273,1,273,2],[274,1,274,2],[275,1,275,2],[276,1,276,2],[277,1,277,2],[278,1,278,2],[279,0,279,7],[281,0,281,11],[282,0,282,11],[283,0,283,1],[283,2,283,5],[283,6,283,8],[283,9,283,11],[284,0,286,0],[284,1,286,2],[284,3,286,3],[284,4,286,4],[284,5,286,5],[284,6,286,6],[284,7,284,11],[285,7,286,7],[285,8,286,8],[285,9,285,11],[286,1,286,2],[287,1,287,2],[288,1,288,2],[288,3,288,4],[289,1,289,2],[289,3,289,4],[290,1,290,2],[291,1,291,2],[292,0,292,7],[294,0,294,11],[295,0,295,11],[296,0,296,1],[296,2,296,5],[296,6,296,8],[296,9,296,11],[297,0,299,0],[297,1,299,2],[297,3,299,3],[297,4,299,4],[297,5,299,5],[297,6,299,6],[297,7,297,11],[298,7,299,7],[298,8,299,8],[298,9,298,11],[299,1,299,2],[300,1,300,2],[301,1,301,2],[302,1,302,2],[303,1,303,2],[304,1,304,2],[305,1,305,2],[306,1,306,2],[306,3,306,4],[307,1,307,2],[307,3,307,4],[308,0,308,7],[310,0,310,11],[311,0,311,11],[312,0,312,1],[312,2,312,5],[312,6,312,8],[312,9,312,11],[313,0,315,0],[313,1,315,2],[313,3,315,3],[313,4,315,4],[313,5,315,5],[313,6,315,6],[313,7,313,11],[314,7,315,7],[314,8,315,8],[314,9,314,11],[315,1,315,2],[316,1,316,2],[317,1,317,2],[318,0,318,7],[320,0,320,11],[321,0,321,11],[322,0,322,1],[322,2,322,5],[322,6,322,8],[322,9,322,11],[323,0,325,0],[323,1,325,2],[323,3,325,3],[323,4,325,4],[323,5,325,5],[323,6,325,6],[323,7,323,11],[324,7,325,7],[324,8,325,8],[324,9,324,11],[325,1,325,2],[326,1,326,2],[327,1,327,2],[328,1,328,2],[329,1,329,2],[330,1,330,2],[331,0,331,7],[333,0,333,11],[334,0,334,11],[335,0,335,1],[335,2,335,5],[335,6,335,8],[335,9,335,11],[336,0,338,0],[336,1,338,2],[336,3,338,3],[336,4,338,4],[336,5,338,5],[336,6,338,6],[336,7,336,11],[337,7,338,7],[337,8,338,8],[337,9,337,11],[338,1,338,2],[339,1,339,2],[340,1,340,2],[341,1,341,2],[342,1,342,2],[343,1,343,2],[344,1,344,2],[345,1,345,2],[346,1,346,2],[347,0,347,7],[349,0,349,11],[350,0,350,11],[351,0,351,1],[351,2,351,5],[351,6,351,8],[351,9,351,11],[352,0,354,0],[352,1,354,2],[352,3,354,3],[352,4,354,4],[352,5,354,5],[352,6,354,6],[352,7,352,11],[353,7,354,7],[353,8,354,8],[353,9,353,11],[354,1,354,2],[355,1,355,2],[356,1,356,2],[357,1,357,2],[357,3,357,4],[358,1,358,2],[358,3,358,4],[359,1,359,2],[360,1,360,2],[361,0,361,7],[363,0,363,11],[364,0,364,11],[365,0,365,1],[365,2,365,5],[365,6,365,8],[365,9,365,11],[366,0,368,0],[366,1,368,2],[366,3,368,3],[366,4,368,4],[366,5,368,5],[366,6,368,6],[366,7,366,11],[367,7,368,7],[367,8,368,8],[367,9,367,11],[368,1,368,2],[369,1,369,2],[370,1,370,2],[371,1,371,2],[372,1,372,2],[373,1,373,2],[374,0,374,7],[376,0,376,11],[377,0,377,11],[378,0,378,1],[378,2,378,5],[378,6,378,8],[378,9,378,11],[379,0,381,0],[379,1,381,2],[379,3,381,3],[379,4,381,4],[379,5,381,5],[379,6,381,6],[379,7,379,11],[380,7,381,7],[380,8,381,8],[380,9,380,11],[381,1,381,2],[382,1,382,2],[383,1,383,2],[384,1,384,2],[385,1,385,2],[385,3,385,4],[386,1,386,2],[386,3,386,4],[387,1,387,2],[388,0,388,7],[390,0,390,11],[391,0,391,11],[392,0,392,1],[392,2,392,5],[392,6,392,8],[392,9,392,11],[393,0,395,0],[393,1,395,2],[393,3,395,3],[393,4,395,4],[393,5,395,5],[393,6,395,6],[393,7,393,11],[394,7,395,7],[394,8,395,8],[394,9,394,11],[395,1,395,2],[396,1,396,2],[397,1,397,2],[398,1,398,2],[399,0,399,7],[401,0,401,11],[402,0,402,11],[403,0,403,1],[403,2,403,5],[403,6,403,8],[403,9,403,11],[404,0,406,0],[404,1,406,2],[404,3,406,3],[404,4,406,4],[404,5,406,5],[404,6,406,6],[404,7,404,11],[405,7,406,7],[405,8,406,8],[405,9,405,11],[406,1,406,2],[407,1,407,2],[408,1,408,2],[409,1,409,2],[410,1,410,2],[411,0,411,7],[413,0,413,11],[414,0,414,11],[415,0,415,1],[415,2,415,5],[415,6,415,8],[415,9,415,11],[416,0,418,0],[416,1,418,2],[416,3,418,3],[416,4,418,4],[416,5,418,5],[416,6,418,6],[416,7,416,11],[417,7,418,7],[417,8,418,8],[417,9,417,11],[418,1,418,2],[419,1,419,2],[420,1,420,2],[421,1,421,2],[422,1,422,2],[423,1,423,2],[423,3,423,4],[424,1,424,2],[424,3,424,4],[425,0,425,7],[427,0,427,11],[428,0,428,11],[429,0,429,1],[429,2,429,5],[429,6,429,8],[429,9,429,11],[430,0,432,0],[430,1,432,2],[430,3,432,3],[430,4,432,4],[430,5,432,5],[430,6,432,6],[430,7,430,11],[431,7,432,7],[431,8,432,8],[431,9,431,11],[432,1,432,2],[433,1,433,2],[434,1,434,2],[435,0,435,7],[437,0,437,11],[438,0,438,11],[439,0,439,1],[439,2,439,5],[439,6,439,8],[439,9,439,11],[440,0,442,0],[440,1,442,2],[440,3,442,3],[440,4,442,4],[440,5,442,5],[440,6,442,6],[440,7,440,11],[441,7,442,7],[441,8,442,8],[441,9,441,11],[442,1,442,2],[443,1,443,2],[444,1,444,2],[445,1,445,2],[446,0,446,7],[448,0,448,11],[449,0,449,11],[450,0,450,1],[450,2,450,5],[450,6,450,8],[450,9,450,11],[451,0,453,0],[451,1,453,2],[451,3,453,3],[451,4,453,4],[451,5,453,5],[451,6,453,6],[451,7,451,11],[452,7,453,7],[452,8,453,8],[452,9,452,11],[453,1,453,2],[454,1,454,2],[455,1,455,2],[456,1,456,2],[457,1,457,2],[458,1,458,2],[459,1,459,2],[459,3,459,4],[460,1,460,2],[460,3,460,4],[461,0,461,7],[463,0,463,11],[464,0,464,11],[465,0,465,1],[465,2,465,5],[465,6,465,8],[465,9,465,11],[466,0,468,0],[466,1,468,2],[466,3,468,3],[466,4,468,4],[466,5,468,5],[466,6,468,6],[466,7,466,11],[467,7,468,7],[467,8,468,8],[467,9,467,11],[468,1,468,2],[469,1,469,2],[470,1,470,2],[471,0,471,7],[473,0,473,11],[474,0,474,11],[475,0,475,1],[475,2,475,5],[475,6,475,8],[475,9,475,11],[476,0,478,0],[476,1,478,2],[476,3,478,3],[476,4,478,4],[476,5,478,5],[476,6,478,6],[476,7,476,11],[477,7,478,7],[477,8,478,8],[477,9,477,11],[478,1,478,2],[479,1,479,2],[480,1,480,2],[481,1,481,2],[482,0,482,7],[484,0,484,11],[485,0,485,11],[486,0,486,1],[486,2,486,5],[486,6,486,8],[486,9,486,11],[487,0,489,0],[487,1,489,2],[487,3,489,3],[487,4,489,4],[487,5,489,5],[487,6,489,6],[487,7,487,11],[488,7,489,7],[488,8,489,8],[488,9,488,11],[489,1,489,2],[490,1,490,2],[491,1,491,2],[492,1,492,2],[493,1,493,2],[493,3,493,4],[494,1,494,2],[494,3,494,4],[495,1,495,2],[496,0,496,7],[498,0,498,11],[499,0,499,11],[500,0,500,1],[500,2,500,5],[500,6,500,8],[500,9,500,11],[501,0,503,0],[501,1,503,2],[501,3,503,3],[501,4,503,4],[501,5,503,5],[501,6,503,6],[501,7,501,11],[502,7,503,7],[502,8,503,8],[502,9,502,11],[503,1,503,2],[504,1,504,2],[505,1,505,2],[506,1,506,2],[507,1,507,2],[508,1,508,2],[509,1,509,2],[510,0,510,7],[512,0,512,11],[513,0,513,11],[514,0,514,1],[514,2,514,5],[514,6,514,8],[514,9,514,11],[515,0,517,0],[515,1,517,2],[515,3,517,3],[515,4,517,4],[515,5,517,5],[515,6,517,6],[515,7,515,11],[516,7,517,7],[516,8,517,8],[516,9,516,11],[517,1,517,2],[518,1,518,2],[519,1,519,2],[519,3,519,4],[520,1,520,2],[520,3,520,4],[521,1,521,2],[522,1,522,2],[523,1,523,2],[524,0,524,7],[526,0,526,11],[527,0,527,11],[528,0,528,1],[528,2,528,5],[528,6,528,8],[528,9,528,11],[529,0,531,0],[529,1,531,2],[529,3,531,3],[529,4,531,4],[529,5,531,5],[529,6,531,6],[529,7,529,11],[530,7,531,7],[530,8,531,8],[530,9,530,11],[531,1,531,2],[532,1,532,2],[533,1,533,2],[534,1,534,2],[535,1,535,2],[536,1,536,2],[537,1,537,2],[537,3,537,4],[538,1,538,2],[538,3,538,4],[539,0,539,7],[541,0,541,11],[542,0,542,11],[543,0,543,1],[543,2,543,5],[543,6,543,8],[543,9,543,11],[544,0,546,0],[544,1,546,2],[544,3,546,3],[544,4,546,4]],"merged_total":1194,"flags":["formulas_cached_only","merged_cut"]}
["分部分项工程清单与计价表","","","","","","","","","","",""]
["工程名称：","","凉山州第二民族中学建设项目\\总平、景观绿化工程【围墙、铺装工程】","","","","标段：","","","第1页共49页","",""]
["序号"," 项目编码 ","","项目名称","项目特征描述","计量\r\n单位","工程量","金额（元）","","","",""]
["","","","","","","","综合单价","合价","其中","",""]
["","","","","","","","","","定额人工费","定额机械费","暂估价"]
[" "," ","","场内总平回填 ",""," "," "," "," "," "," "," "]
["1","010103001002","","回填方","1.土质要求：一般土壤\r\n2.密实度要求：按规范要求，夯填\r\n3.运距：场内运输1km","m³ ","0"," ","","","",""]
[" "," ","","分部小计 ",""," "," "," "," "," "," "," "]
[" "," ","","人行园路 ",""," "," "," "," "," "," "," "]
["2","040204001006","","人行道整形碾压","1.部位：人行道 \r\n2.范围：施工图设计范围","㎡","0"," ","","","",""]
["3","040103001038","","150mm厚天然级配砂石碾实\r\n","1.厚度：150mm厚天然级配砂石碾实\r\n2.其它：详设计","㎡","27701.63","21.64","599463.27","92523.44","62328.67",""]
["4","040204003039","","100mm厚垫层 C20","1.垫层材料种类、配合比、厚度：100mm厚垫层 C20","m³ ","2658.84","459.48","1221683.80","88060.78","638.12",""]
["5","011102001009","","600x600x50mm芝麻灰花岗石 烧面","1.结合层材料种类、厚度：30厚1:3干性水泥砂浆,面上撒素水泥\r\n2.面层材料品种、规格、颜色：600x300x30mm芝麻灰花岗石 烧面\r\n3.酸洗、打蜡要求：表面草酸处理后打蜡上光,石材六面防腐","㎡","4918.75","248.32","1221424.00","195323.56","",""]
["本页小计","","","","","","","","3042571.07","375907.78","62966.79",""]
[]
["表-08 ","","","","","","","","","","",""]
["分部分项工程清单与计价表","","","","","","","","","","",""]
["工程名称：","","凉山州第二民族中学建设项目\\总平、景观绿化工程【围墙、铺装工程】","","","","标段：","","","第2页共49页","",""]
["序号"," 项目编码 ","","项目名称","项目特征描述","计量\r\n单位","工程量","金额（元）","","","",""]
["","","","","","","","综合单价","合价","其中","",""]
["","","","","","","","","","定额人工费","定额机械费","暂估价"]
["6","011102001188","","600*600*30厚芝麻白花岗岩 烧面","1.结合层材料种类、厚度：30厚1:3干性水泥砂浆,面上撒素水泥\r\n2.面层材料品种、规格、颜色：600*600*30厚芝麻白花岗岩 烧面\r\n3.酸洗、打蜡要求：表面草酸处理后打蜡上光,石材六面防腐","㎡","5133.26","219.59","1127212.56","203841.75","",""]
["7","011102001009","","600x600x50mm芝麻白花岗石 烧面","1.结合层材料种类、厚度：30厚1:3干性水泥砂浆,面上撒素水泥\r\n2.面层材料品种、规格、颜色：600x300x30mm芝麻灰花岗石 烧面\r\n3.酸洗、打蜡要求：表面草酸处理后打蜡上光,石材六面防腐","㎡","1391.66","248.32","345577.01","55262.82","",""]
["本页小计","","","","","","","","1472789.57","259104.57","",""]
[]
["表-08 ","","","","","","","","","","",""]
["分部分项工程清单与计价表","","","","","","","","","","",""]
["工程名称：","","凉山州第二民族中学建设项目\\总平、景观绿化工程【围墙、铺装工程】","","","","标段：","","","第3页共49页","",""]
["序号"," 项目编码 ","","项目名称","项目特征描述","计量\r\n单位","工程量","金额（元）","","","",""]
["","","","","","","","综合单价","合价","其中","",""]
["","","","","","","","","","定额人工费","定额机械费","暂估价"]
["8","011102001188","","600*600*30厚芝麻白花岗岩 烧面","1.结合层材料种类、厚度：30厚1:3干性水泥砂浆,面上撒素水泥\r\n2.面层材料品种、规格、颜色：600*600*30厚芝麻白花岗岩 烧面\r\n3.酸洗、打蜡要求：表面草酸处理后打蜡上光,石材六面防腐","㎡","79.8","219.59","17523.28","3168.86","",""]
["9","011102001009","","600x600x50mm芝麻黑花岗石 烧面","1.结合层材料种类、厚度：30厚1:3干性水泥砂浆,面上撒素水泥\r\n2.面层材料品种、规格、颜色：600x300x30mm芝麻灰花岗石 烧面\r\n3.酸洗、打蜡要求：表面草酸处理后打蜡上光,石材六面防腐","㎡","1469.14","284.57","418073.17","58339.55","",""]
["本页小计","","","","","","","","435596.45","61508.41","",""]
[]
["表-08 ","","","","","","","","","","",""]
["分部分项工程清单与计价表","","","","","","","","","","",""]
["工程名称：","","凉山州第二民族中学建设项目\\总平、景观绿化工程【围墙、铺装工程】","","","","标段：","","","第4页共49页","",""]
["序号"," 项目编码 ","","项目名称","项目特征描述","计量\r\n单位","工程量","金额（元）","","","",""]
["","","","","","","","综合单价","合价","其中","",""]
["","","","","","","","","","定额人工费","定额机械费","暂估价"]
["10","011102001188","","600x600x30mm芝麻黑花岗石 烧面","1.结合层材料种类、厚度：30厚1:3干性水泥砂浆,面上撒素水泥\r\n2.面层材料品种、规格、颜色：600*600*30厚芝麻白花岗岩 烧面\r\n3.酸洗、打蜡要求：表面草酸处理后打蜡上光,石材六面防腐","㎡","218.27","219.59","47929.91","8667.50","",""]
["11","040203006240","","60mm厚彩色透水混凝土","1.沥青品种 \r\n2.沥青混凝土种类 \r\n3.石料粒径 \r\n4.掺和料 \r\n5.厚度","㎡","12533.91","124.51","1560597.13","","",""]
["12","011102001188","","600*150*30mm芝麻黑花岗石烧面 收边","1.结合层材料种类、厚度：30厚1:3干性水泥砂浆,面上撒素水泥\r\n2.面层材料品种、规格、颜色：600*600*30厚芝麻白花岗岩 烧面\r\n3.酸洗、打蜡要求：表面草酸处理后打蜡上光,石材六面防腐","㎡","843.65","239.99","202467.56","33501.34","",""]
["本页小计","","","","","","","","1810994.6","42168.84","",""]
[]
["表-08 ","","","","","","","","","","",""]
["分部分项工程清单与计价表","","","","","","","","","","",""]
["工程名称：","","凉山州第二民族中学建设项目\\总平、景观绿化工程【围墙、铺装工程】","","","","标段：","","","第5页共49页","",""]
["序号"," 项目编码 ","","项目名称","项目特征描述","计量\r\n单位","工程量","金额（元）","","","",""]
["","","","","","","","综合单价","合价","其中","",""]
["","","","","","","","","","定额人工费","定额机械费","暂估价"]
["13","011102001009","","600x300x30mm芝麻灰花岗石 烧面","1.结合层材料种类、厚度：30厚1:3干性水泥砂浆,面上撒素水泥\r\n2.面层材料品种、规格、颜色：600x300x30mm芝麻灰花岗石 烧面\r\n3.酸洗、打蜡要求：表面草酸处理后打蜡上光,石材六面防腐","㎡","0"," ","","","",""]
["14","011102001012","","600*300*30mm芝麻黑花岗石 烧面","1.结合层材料种类、厚度：30厚1:3干性水泥砂浆,面上撒素水泥\r\n2.面层材料品种、规格、颜色：600*300*30mm芝麻黑花岗石 烧面\r\n3.酸洗、打蜡要求：表面草酸处理后打蜡上光,石材六面防腐","㎡","0"," ","","","",""]
["本页小计","","","","","","","","","","",""]
[]
["表-08 ","","","","","","","","","","",""]
["分部分项工程清单与计价表","","","","","","","","","","",""]
["工程名称：","","凉山州第二民族中学建设项目\\总平、景观绿化工程【围墙、铺装工程】","","","","标段：","","","第6页共49页","",""]
["序号"," 项目编码 ","","项目名称","项目特征描述","计量\r\n单位","工程量","金额（元）","","","",""]
["","","","","","","","综合单价","合价","其中","",""]
["","","","","","","","","","定额人工费","定额机械费","暂估价"]
["15","011102001230","","100x100x30mm芝麻白花岗石 烧面","1.结合层材料种类、厚度：30厚1:3干性水泥砂浆,面上撒素水泥\r\n2.面层材料品种、规格、颜色：100x100x30mm芝麻白花岗石 烧面\r\n3.酸洗、打蜡要求：表面草酸处理后打蜡上光,石材六面防腐","㎡","0"," ","","","",""]
["16","011102001187","","2500X1200X50厚芝麻灰花岗岩烧面\r\n按型定制，文字阴刻","1.结合层材料种类、厚度：30厚1:3干性水泥砂浆,面上撒素水泥\r\n2.面层材料品种、规格、颜色：2500X1200X50厚芝麻灰花岗岩烧面\r\n按型定制，文字阴刻\r\n3.酸洗、打蜡要求：表面草酸处理后打蜡上光,石材六面防腐","㎡","0"," ","","","",""]
["17","011101001174","","5厚素水泥砂浆粘接层","1.5厚素水泥砂浆粘接层","㎡","26588.44","2.72","72320.56","42807.39","",""]
["18","011101001175","","1-2mm素水泥浆结合层一道","1.1-2mm素水泥浆结合层一道","㎡","26588.44","2.72","72320.56","42807.39","",""]
[" "," ","","分部小计 ",""," "," "," ","6906592.81","824304.38","62966.79"," "]
[" "," ","","消防铺装道路 ",""," "," "," "," "," "," "," "]
["本页小计","","","","","","","","144641.12","85614.78","",""]
[]
["表-08 ","","","","","","","","","","",""]
["分部分项工程清单与计价表","","","","","","","","","","",""]
["工程名称：","","凉山州第二民族中学建设项目\\总平、景观绿化工程【围墙、铺装工程】","","","","标段：","","","第7页共49页","",""]
["序号"," 项目编码 ","","项目名称","项目特征描述","计量\r\n单位","工程量","金额（元）","","","",""]
["","","","","","","","综合单价","合价","其中","",""]
["","","","","","","","","","定额人工费","定额机械费","暂估价"]
["19","040202001017","","路床（槽）整形","1.部位：消防铺装道路\r\n2.范围：道路","㎡","0"," ","","","",""]
["20","040103001038","","400厚连砂石垫层","1.厚度：400厚连砂石垫层\r\n2.其它：详设计","㎡","790.22","49.62","39210.72","4646.49","3563.89",""]
["21","040204003039","","200mm厚垫层 C25","1.垫层材料种类、配合比、厚度：200mm厚垫层 C25","m³ ","154.65","472.89","73132.44","5122.01","37.12",""]
["22","011102001009","","300*300*50mm厚芝麻灰花岗岩烧面","1.结合层材料种类、厚度：30厚1:3干性水泥砂浆,面上撒素水泥\r\n2.面层材料品种、规格、颜色：300*300*50mm厚芝麻灰花岗岩烧面\r\n3.酸洗、打蜡要求：表面草酸处理后打蜡上光,石材六面防腐","㎡","773.27","278.75","215549.01","30706.55","",""]
["23","011101001174","","5厚素水泥砂浆粘接层","1.5厚素水泥砂浆粘接层","㎡","773.27","2.72","2103.29","1244.96","",""]
["24","011101001175","","1-2mm素水泥浆结合层一道","1.1-2mm素水泥浆结合层一道","㎡","773.27","2.72","2103.29","1244.96","",""]
[" "," ","","分部小计 ",""," "," "," ","332098.75","42964.97","3601.01"," "]
[" "," ","","沥青混凝土路面 ",""," "," "," "," "," "," "," "]
["25","040202001017","","路床（槽）整形","1.部位：沥青道路\r\n2.范围：道路","㎡","0"," ","","","",""]
["本页小计","","","","","","","","332098.75","42964.97","3601.01",""]
[]
["表-08 ","","","","","","","","","","",""]
["分部分项工程清单与计价表","","","","","","","","","","",""]
["工程名称：","","凉山州第二民族中学建设项目\\总平、景观绿化工程【围墙、铺装工程】","","","","标段：","","","第8页共49页","",""]
["序号"," 项目编码 ","","项目名称","项目特征描述","计量\r\n单位","工程量","金额（元）","","","",""]
["","","","","","","","综合单价","合价","其中","",""]
["","","","","","","","","","定额人工费","定额机械费","暂估价"]
["26","040203002041","","喷粘油层","1.材料品种：喷粘油层\r\n2.喷油量：洒布量0.6kg/㎡(沥青用量)\r\n3.具体做法详见说明","㎡","9934.42","3.56","35366.54","2980.33","",""]
["27","040203003018","","乳化沥青透层","1.材料品种：乳化沥青透层\r\n2.喷油量：洒布量0.7kg/㎡(沥青用量)\r\n3.具体做法详见说明","㎡","9934.42","4.59","45598.99","3477.05","",""]
["28","040203009019","","50厚中粒式沥青混凝土（AC-16）","1.材料品种：50厚中粒式沥青混凝土（AC-16）\r\n2.厚度:50mm","㎡","9934.42","62.10","616927.48","24736.71","24836.05",""]
["29","040203009020","","30厚细粒式沥青混凝土（AC-10）","1.材料品种 :30厚细粒式沥青混凝土（AC-10）\r\n2.厚度:30mm","㎡","9934.42","41.70","414265.31","18974.74","21458.35",""]
["30","040202015170","","200厚5%水泥砂石稳定层","1.200厚5%水泥砂石稳定层","㎡","11286.47","44.05","497169.00","54739.38","25958.88",""]
["31","040103001038","","400厚连砂石垫层","1.厚度：400厚连砂石垫层\r\n2.其它：详设计","㎡","11962.49","49.62","593578.75","70339.44","53950.83",""]
["32","040204004171","","1000x200x50厚C30预制混凝土路平石","1.1000x200x50厚C30预制混凝土路平石\r\n2.结合层材料种类、厚度：30厚1:3干性水泥砂浆","m","2986.12","65.49","195561.00","13288.23","",""]
["33","040205006173","","标线","1.标线","㎡","200","39.21","7842.00","634.00","576.00",""]
["本页小计","","","","","","","","2406309.07","189169.88","126780.11",""]
[]
["表-08 ","","","","","","","","","","",""]
["分部分项工程清单与计价表","","","","","","","","","","",""]
["工程名称：","","凉山州第二民族中学建设项目\\总平、景观绿化工程【围墙、铺装工程】","","","","标段：","","","第9页共49页","",""]
["序号"," 项目编码 ","","项目名称","项目特征描述","计量\r\n单位","工程量","金额（元）","","","",""]
["","","","","","","","综合单价","合价","其中","",""]
["","","","","","","","","","定额人工费","定额机械费","暂估价"]
[" "," ","","分部小计 ",""," "," "," ","2406309.07","189169.88","126780.11"," "]
[" "," ","","嵌草砖停车位 ",""," "," "," "," "," "," "," "]
["34","040202001023","","路床（槽）整形","1.部位：停车位\r\n2.范围：施工图设计范围","㎡","0"," ","","","",""]
["35","040103001038","","300厚连砂石垫层","1.厚度：300厚连砂石垫层\r\n2.其它：详设计","㎡","1851.6","38.18","70694.09","8998.78","6258.41",""]
["36","040204003172","","150mm厚垫层 C25","1.150mm厚垫层 C25","m³ ","276.75","472.89","130872.31","9165.96","66.42",""]
["37","040204004227","","混凝土路沿石","1.1000x150x350厚C30预制混凝土路沿石\r\n2.2.结合层材料种类、厚度：30厚1:3干性水泥砂浆","m","394","40.65","16016.10","2155.18","",""]
["38","050201005026","","嵌草砖","1.垫层厚度:\r\n2.铺设方式:30厚1：2.5水泥砂浆,孔内填种植土拌草籽种子\r\n3.嵌草砖规格、颜色:60厚嵌草砖\r\n4.漏空部分填土要求:填种植土","㎡","1851.6","99.06","183419.50","63232.14","",""]
["39","040205019029","","成品车档（图纸未说明材质，需深化图纸）","1.材料品种：成品车档\r\n2.规格、型号：满足建设单位使用要求","个","268","55.00","14740.00","4020.00","",""]
[" "," ","","分部小计 ",""," "," "," ","415742.00","87572.06","6324.83"," "]
["本页小计","","","","","","","","415742","87572.06","6324.83",""]
[]
["表-08 ","","","","","","","","","","",""]
["分部分项工程清单与计价表","","","","","","","","","","",""]
["工程名称：","","凉山州第二民族中学建设项目\\总平、景观绿化工程【围墙、铺装工程】","","","","标段：","","","第10页共49页","",""]
["序号"," 项目编码 ","","项目名称","项目特征描述","计量\r\n单位","工程量","金额（元）","","","",""]
["","","","","","","","综合单价","合价","其中","",""]
["","","","","","","","","","定额人工费","定额机械费","暂估价"]
[" "," ","","充电桩 ",""," "," "," "," "," "," "," "]
["40","030404017011","","快充","1.快充","台","0"," ","","","",""]
["41","030404017012","","慢充","1.慢充","台","0"," ","","","",""]
[" "," ","","分部小计 ",""," "," "," "," "," "," "," "]
[" "," ","","围墙 L=1304m ",""," "," "," "," "," "," "," "]
["42","040204001182","","素土夯实","1.素土夯实","㎡","0"," ","","","",""]
["43","010101004130","","挖沟槽土方","1.土壤类别 ：综合土壤\r\n2.挖土深度：4m以内 \r\n3.弃土运距：场内运输1km堆放\r\n4.其他未尽事宜应满足设计及现行国家规范要求","m³ ","2463.62","18.72","46118.97","23084.12","13106.46",""]
["44","010103001002","","回填方","1.土质要求：一般土壤\r\n2.密实度要求：按规范要求，夯填\r\n3.运距：场内运输1km","m³ ","1724.92","13.92","24010.89","5830.23","12919.65",""]
["45","010201001236","","100厚连砂石垫层","1.材料种类及配比 \r\n2.压实系数 \r\n3.掺加剂品种","m³ ","117.78","162.98","19195.78","6026.80","216.72",""]
["46","010501001242","","垫层 C15","1.混凝土种类 \r\n2.混凝土强度等级","m³ ","89.9","456.77","41063.62","3693.99","22.48",""]
["本页小计","","","","","","","","130389.26","38635.14","26265.31",""]
[]
["表-08 ","","","","","","","","","","",""]
["分部分项工程清单与计价表","","","","","","","","","","",""]
["工程名称：","","凉山州第二民族中学建设项目\\总平、景观绿化工程【围墙、铺装工程】","","","","标段：","","","第11页共49页","",""]
["序号"," 项目编码 ","","项目名称","项目特征描述","计量\r\n单位","工程量","金额（元）","","","",""]
["","","","","","","","综合单价","合价","其中","",""]
["","","","","","","","","","定额人工费","定额机械费","暂估价"]
["47","010501002151","","带形基础 C20","1.构件类型：带形基础\r\n2.混凝土种类、强度等级：C20 商品砼\r\n3.混凝土拌合料要求：骨料粒径综合\r\n4.混凝土输送及浇筑方式：综合\r\n5.其他：满足规范要求","m³ ","169.02","462.80","78222.46","6409.24","42.26",""]
["48","010501002151","","带形基础 C25","1.混凝土种类 \r\n2.混凝土强度等级","m³ ","246.3","489.48","120558.92","9339.70","61.58",""]
["49","010401001243","","砖基础","1.垫层材料种类、厚度：C15混凝土、厚100mm（另列）\r\n2.砖品种、规格、强度等级：MU10页岩砖、240mm×115mm×53mm\r\n3.基础类型：带形基础\r\n4.基础深度：详设计\r\n5.砂浆强度等级：M7.5 湿拌砂浆","m³ ","99.85","482.75","48202.59","10842.71","",""]
["本页小计","","","","","","","","246983.97","26591.65","103.84",""]
[]
["表-08 ","","","","","","","","","","",""]
["分部分项工程清单与计价表","","","","","","","","","","",""]
["工程名称：","","凉山州第二民族中学建设项目\\总平、景观绿化工程【围墙、铺装工程】","","","","标段：","","","第12页共49页","",""]
["序号"," 项目编码 ","","项目名称","项目特征描述","计量\r\n单位","工程量","金额（元）","","","",""]
["","","","","","","","综合单价","合价","其中","",""]
["","","","","","","","","","定额人工费","定额机械费","暂估价"]
["50","010401009244","","实心砖柱","1.砖品种、规格、强度等级:MU10页岩砖、240mm×115mm×53mm\r\n2.柱类型:正方形柱\r\n3.柱截面、柱高:见建施图\r\n4.勾缝要求:原浆勾缝\r\n5.砂浆强度等级、配合比:M7.5湿拌砂浆","m³ ","123.7","635.19","78573.00","26093.28","",""]
["51","010502001177","","矩形柱 C30","1.矩形柱 C30","m³ ","0"," ","","","",""]
["52","010401003153","","围墙砖砌体","1.砖品种、规格、强度等级:MU5.0页岩砖、200mm×115mm×53mm\r\n2.墙体类型:围墙\r\n3.墙体厚度:综合\r\n4.砂浆强度等级：M7.5","m³ ","150.08","593.48","89069.48","27081.94","",""]
["53","010507005245","","压顶 C20","1.构件类型：压顶\r\n2.混凝土种类、强度等级：C20 商品砼\r\n3.混凝土拌合料要求：骨料粒径综合\r\n4.混凝土输送及浇筑方式：综合\r\n5.其他：满足规范要求","m³ ","43.25","457.01","19765.68","1448.44","17.30",""]
["本页小计","","","","","","","","187408.16","54623.66","17.3",""]
[]
["表-08 ","","","","","","","","","","",""]
["分部分项工程清单与计价表","","","","","","","","","","",""]
["工程名称：","","凉山州第二民族中学建设项目\\总平、景观绿化工程【围墙、铺装工程】","","","","标段：","","","第13页共49页","",""]
["序号"," 项目编码 ","","项目名称","项目特征描述","计量\r\n单位","工程量","金额（元）","","","",""]
["","","","","","","","综合单价","合价","其中","",""]
["","","","","","","","","","定额人工费","定额机械费","暂估价"]
["54","010503004178","","圈梁 C25","1.圈梁 C25","m³ ","0"," ","","","",""]
["55","010515001179","","现浇构件钢筋 φ≤10","现浇构件钢筋 φ≤10","t","0"," ","","","",""]
["56","010515001199","","现浇构件钢筋 直径φ12～16","钢筋种类、规格","t","3.446","5761.18","19853.03","3529.70","388.30",""]
["57","010516002180","","预埋铁件","1.预埋铁件","t","4.626","8188.01","37877.73","7659.27","1364.11",""]
["58","011204003157","","外墙砖墙面","5、贴45X95砖红色外墙砖墙面\r\n4、12厚1:2.5水泥砂浆打底两次成活拉毛刷\r\n3、8厚1:2.5水泥砂浆找平加适量建筑\r\n胶,及0.9Kg/m 抗拉纤维\r\n2、15厚水泥砂浆找平内参5%防水剂\r\n1.基层清理","㎡","3158.27","120.93","381929.59","211983.08","",""]
["59","011503001158","","围墙栏杆 成品","1.成品栏杆H=3.5m，栏杆竖向间距110\r\n2.50x30x3厚镀锌矩管横杆","㎡","1582.27","172.02","272182.09","69430.01","3022.14",""]
[" "," ","","分部小计 ",""," "," "," ","1276623.83","412452.51","31161.00"," "]
[" "," ","","旗台 ",""," "," "," "," "," "," "," "]
["本页小计","","","","","","","","711842.44","292602.06","4774.55",""]
[]
["表-08 ","","","","","","","","","","",""]
["分部分项工程清单与计价表","","","","","","","","","","",""]
["工程名称：","","凉山州第二民族中学建设项目\\总平、景观绿化工程【围墙、铺装工程】","","","","标段：","","","第14页共49页","",""]
["序号"," 项目编码 ","","项目名称","项目特征描述","计量\r\n单位","工程量","金额（元）","","","",""]
["","","","","","","","综合单价","合价","其中","",""]
["","","","","","","","","","定额人工费","定额机械费","暂估价"]
["60","040204001182","","素土夯实","1.素土夯实","㎡","60.84","1.80","109.51","64.49","7.30",""]
["61","010101004130","","挖基坑土方","1.土壤类别 ：综合土壤\r\n2.挖土深度：4m以内 \r\n3.弃土运距：场内运输1km堆放\r\n4.其他未尽事宜应满足设计及现行国家规范要求","m³ ","6.12","18.72","114.57","57.34","32.56",""]
["62","010103001002","","回填","1.土质要求：一般土壤\r\n2.密实度要求：按规范要求，夯填\r\n3.运距：场内运输1km","m³ ","5.03","13.92","70.02","17.00","37.67",""]
["63","010401012160","","旗台砖砌体","1.墙体类型:花池砌体\r\n2.墙体厚度:综合\r\n3.空心砖品种、规格、强度等级：MU5.0页岩砖、200mm×115mm×53mm\r\n4.勾缝要求:不勾缝\r\n5.砂浆强度等级:M5混合砂浆","m³ ","15.77","627.82","9900.72","3272.59","",""]
["64","010501003196","","C30混凝土基础","1.C30混凝土基础","m³ ","0.79","479.36","378.69","24.56","0.20",""]
["65","010503001195","","C20混凝土基础\r\n","1C20混凝土基础","m³ ","0.9","481.99","433.79","29.08","0.36",""]
["本页小计","","","","","","","","11007.30","3465.06","78.09",""]
[]
["表-08 ","","","","","","","","","","",""]
["分部分项工程清单与计价表","","","","","","","","","","",""]
["工程名称：","","凉山州第二民族中学建设项目\\总平、景观绿化工程【围墙、铺装工程】","","","","标段：","","","第15页共49页","",""]
["序号"," 项目编码 ","","项目名称","项目特征描述","计量\r\n单位","工程量","金额（元）","","","",""]
["","","","","","","","综合单价","合价","其中","",""]
["","","","","","","","","","定额人工费","定额机械费","暂估价"]
["66","010404001169","","基础垫层 C20","1.基础垫层 C20","m³ ","6.21","456.77","2836.54","255.17","1.55",""]
["67","010516002198","","预埋铁件","1.预埋铁件","t","0.36","8188.01","2947.68","596.05","106.16",""]
["68","010201001235","","150厚连砂石垫层","1.150厚连砂石垫层","m³ ","9.3","174.45","1622.39","571.11","17.11",""]
["69","011503001168","","预制整石栏杆(芝麻灰花岗岩烧面)","1.预制整石栏杆(芝麻灰花岗岩烧面)，高度775mm\r\n2.%%c8钢销固定,结构胶粘接","m","14.4","5319.95","76607.28","196.42","5.04",""]
["70","011506002167","","不锈钢旗杆 11.4m","1.旗杆材料、种类、规格：不锈钢旗杆 13.88m\r\n2.旗杆高度：13.88m\r\n3.基础材料种类：详设计\r\n4.基座材料种类：详设计\r\n5.基座面层材料、种类、规格：详设计","根","1","4673.91","4673.91","1459.74","569.98",""]
["本页小计","","","","","","","","88687.80","3078.49","699.84",""]
[]
["表-08 ","","","","","","","","","","",""]
["分部分项工程清单与计价表","","","","","","","","","","",""]
["工程名称：","","凉山州第二民族中学建设项目\\总平、景观绿化工程【围墙、铺装工程】","","","","标段：","","","第16页共49页","",""]
["序号"," 项目编码 ","","项目名称","项目特征描述","计量\r\n单位","工程量","金额（元）","","","",""]
["","","","","","","","综合单价","合价","其中","",""]
["","","","","","","","","","定额人工费","定额机械费","暂估价"]
["71","011107001166","","600*300*100厚芝麻灰花岗岩石烧面（踏面）","1.结合层材料种类、厚度：.30厚1:3干硬性水泥砂浆粘结层\r\n2.面层材料品种、规格、颜色：600*300*100厚芝麻灰花岗岩石烧面（踏面）\r\n3.酸洗、打蜡要求：表面草酸处理后打蜡上光,石材六面防腐\r\n","㎡","5.76","1354.51","7801.98","981.62","43.55",""]
["72","011102001163","","600*130*30厚芝麻灰花岗岩石烧面（踢面）","1.结合层材料种类、厚度：.30厚1:3干硬性水泥砂浆粘结层\r\n2.面层材料品种、规格、颜色：600*130*30厚芝麻灰花岗岩石烧面（踢面）\r\n3.酸洗、打蜡要求：表面草酸处理后打蜡上光,石材六面防腐\r\n","㎡","0"," ","","","",""]
["本页小计","","","","","","","","7801.98","981.62","43.55",""]
[]
["表-08 ","","","","","","","","","","",""]
["分部分项工程清单与计价表","","","","","","","","","","",""]
["工程名称：","","凉山州第二民族中学建设项目\\总平、景观绿化工程【围墙、铺装工程】","","","","标段：","","","第17页共49页","",""]
["序号"," 项目编码 ","","项目名称","项目特征描述","计量\r\n单位","工程量","金额（元）","","","",""]
["","","","","","","","综合单价","合价","其中","",""]
["","","","","","","","","","定额人工费","定额机械费","暂估价"]
["73","011204001162","","600*260*30厚芝麻灰花岗岩烧面","1.结合层材料种类、厚度：.30厚1:3干硬性水泥砂浆粘结层\r\n2.面层材料品种、规格、颜色：600*260*30厚芝麻灰花岗岩烧面\r\n3.酸洗、打蜡要求：表面草酸处理后打蜡上光,石材六面防腐\r\n","㎡","33.72","237.71","8015.58","2598.80","",""]
["74","011102001197","","600*150*30厚芝麻灰花岗岩烧面","1.结合层材料种类、厚度：.30厚1:3干硬性水泥砂浆粘结层\r\n2.面层材料品种、规格、颜色：600*150*30厚芝麻灰花岗岩烧面\r\n3.酸洗、打蜡要求：表面草酸处理后打蜡上光,石材六面防腐\r\n","㎡","1.44","186.95","269.21","57.18","",""]
["75","010516001199","","地脚螺栓M22X1000","1. 螺栓种类 \r\n2. 规格","套","4","120.00","480.00","","",""]
[" "," ","","分部小计 ",""," "," "," ","116261.87","10181.15","821.48"," "]
[" "," ","","挡土墙 ",""," "," "," "," "," "," "," "]
["76","040204001182","","素土夯实","1.部位 \r\n2.范围","㎡","102.52","1.80","184.54","108.67","12.30",""]
["本页小计","","","","","","","","8949.33","2764.65","12.30",""]
[]
["表-08 ","","","","","","","","","","",""]
["分部分项工程清单与计价表","","","","","","","","","","",""]
["工程名称：","","凉山州第二民族中学建设项目\\总平、景观绿化工程【围墙、铺装工程】","","","","标段：","","","第18页共49页","",""]
["序号"," 项目编码 ","","项目名称","项目特征描述","计量\r\n单位","工程量","金额（元）","","","",""]
["","","","","","","","综合单价","合价","其中","",""]
["","","","","","","","","","定额人工费","定额机械费","暂估价"]
["77","010101004130","","挖土方","1.土壤类别 ：综合土壤\r\n2.挖土深度：4m以内 \r\n3.弃土运距：场内运输1km堆放\r\n4.其他未尽事宜应满足设计及现行国家规范要求","m³ ","508.97","18.72","9527.92","4769.05","2707.72",""]
["78","010103001190","","回填方","1.密实度要求 \r\n2.填方材料品种 \r\n3.填方粒径要求 \r\n4.填方来源、运距","m³ ","0"," ","","","",""]
["79","010103002191","","余方弃置","1.废弃料品种 \r\n2.运距","m³ ","0"," ","","","",""]
["80","010501001183","","垫层 C20","1.混凝土种类 \r\n2.混凝土强度等级","m³ ","10.25","470.17","4819.24","421.17","2.56",""]
["81","010504004184","","挡土墙 C25","1.混凝土种类 \r\n2.混凝土强度等级","m³ ","78.4","488.99","38336.82","3626.00","31.36",""]
["82","010515001185","","现浇构件钢筋 直径≤φ10","钢筋种类、规格","t","3.99","5761.28","22987.51","3926.28","100.91",""]
["本页小计","","","","","","","","75671.49","12742.50","2842.55",""]
[]
["表-08 ","","","","","","","","","","",""]
["分部分项工程清单与计价表","","","","","","","","","","",""]
["工程名称：","","凉山州第二民族中学建设项目\\总平、景观绿化工程【围墙、铺装工程】","","","","标段：","","","第19页共49页","",""]
["序号"," 项目编码 ","","项目名称","项目特征描述","计量\r\n单位","工程量","金额（元）","","","",""]
["","","","","","","","综合单价","合价","其中","",""]
["","","","","","","","","","定额人工费","定额机械费","暂估价"]
["83","011102001192","","600*300*50厚芝麻黑花岗岩烧面","1.结合层材料种类、厚度：.20厚1:2.5水泥砂浆\r\n2.面层材料品种、规格、颜色：600*300*50厚芝麻黑花岗岩烧面\r\n3.酸洗、打蜡要求：表面草酸处理后打蜡上光,石材六面防腐","㎡","82.59","430.30","35538.48","11696.40","624.38",""]
["84","011204001193","","600*300*20厚芝麻灰花岗石烧面立面","1.结合层材料种类、厚度：.20厚1:2.5水泥砂浆\r\n2.面层材料品种、规格、颜色：600*300*20厚芝麻灰花岗石烧面\r\n3.酸洗、打蜡要求：表面草酸处理后打蜡上光,石材六面防腐","㎡","81.58","224.45","18310.63","6287.37","",""]
["85","040309009005","","φ50PVC泄水管","1.材料品种：PVC泄水管\r\n2.管径：φ50","m","30","16.76","502.80","209.70","",""]
[" "," ","","分部小计 ",""," "," "," ","130207.94","31044.64","3479.23"," "]
[" "," ","","铁艺门 ",""," "," "," "," "," "," "," "]
["本页小计","","","","","","","","54351.91","18193.47","624.38",""]
[]
["表-08 ","","","","","","","","","","",""]
["分部分项工程清单与计价表","","","","","","","","","","",""]
["工程名称：","","凉山州第二民族中学建设项目\\总平、景观绿化工程【围墙、铺装工程】","","","","标段：","","","第20页共49页","",""]
["序号"," 项目编码 ","","项目名称","项目特征描述","计量\r\n单位","工程量","金额（元）","","","",""]
["","","","","","","","综合单价","合价","其中","",""]
["","","","","","","","","","定额人工费","定额机械费","暂估价"]
["86","010804006189","","铁艺门","1.铁艺门\r\n2.100x50x3厚镀锌矩管面饰深咖色氟碳漆，80x30x3厚镀锌矩管面饰深咖色氟碳漆，50x20x3厚镀锌矩管面饰深咖色氟碳漆，10厚不锈钢门把手面饰浅咖色，20宽浅咖色色带，100x150x3厚镀锌矩管面饰深咖色氟碳漆。","㎡","9.2","742.12","6827.50","321.36","6.35",""]
[" "," ","","分部小计 ",""," "," "," ","6827.50","321.36","6.35"," "]
[" "," ","","南大门树池 ",""," "," "," "," "," "," "," "]
["87","011206001033","","600*300*50厚芝麻黑花岗岩压顶","1.结合层材料种类、厚度：25厚1：2.5水泥砂浆找平层，内掺5%放水粉浆\r\n2.面层材料品种、规格、颜色：600*300*50厚芝麻黑花岗岩压顶, 倒R20的圆角\r\n3.酸洗、打蜡要求：表面草酸处理后打蜡上光,石材六面防腐","㎡","7.2","530.31","3818.23","1443.60","60.26",""]
["本页小计","","","","","","","","10645.73","1764.96","66.61",""]
[]
["表-08 ","","","","","","","","","","",""]
["分部分项工程清单与计价表","","","","","","","","","","",""]
["工程名称：","","凉山州第二民族中学建设项目\\总平、景观绿化工程【围墙、铺装工程】","","","","标段：","","","第21页共49页","",""]
["序号"," 项目编码 ","","项目名称","项目特征描述","计量\r\n单位","工程量","金额（元）","","","",""]
["","","","","","","","综合单价","合价","其中","",""]
["","","","","","","","","","定额人工费","定额机械费","暂估价"]
["88","011204001201","","600x400x20厚芝麻灰花岗岩","1.结合层材料种类、厚度：25厚1：2.5水泥砂浆找平层，内掺5%放水粉浆\r\n2.面层材料品种、规格、颜色：600x400x20厚芝麻灰花岗岩\r\n3.酸洗、打蜡要求：表面草酸处理后打蜡上光,石材六面防腐","㎡","9.6","228.02","2188.99","749.38","",""]
["89","010501002200","","C20砼基础","1.混凝土种类 \r\n2.混凝土强度等级","m³ ","3.62","462.80","1675.34","137.27","0.91",""]
["90","010404001031","","垫层 C20","1.垫层材料种类、配合比、厚度：100厚C15砼垫层","m³ ","1.34","459.48","615.70","44.38","0.32",""]
["91","010201001236","","150厚连砂石垫层","150厚连砂石垫层","m³ ","1.34","174.45","233.76","82.29","2.47",""]
["92","040204001182","","素土夯实","素土夯实","㎡","13.44","1.80","24.19","14.25","1.61",""]
["93","010101004130","","挖土方","1.土壤类别 ：综合土壤\r\n2.挖土深度：4m以内 \r\n3.弃土运距：场内运输1km堆放\r\n4.其他未尽事宜应满足设计及现行国家规范要求","m³ ","5.91","18.72","110.64","55.38","31.44",""]
["本页小计","","","","","","","","4848.62","1082.95","36.75",""]
[]
["表-08 ","","","","","","","","","","",""]
["分部分项工程清单与计价表","","","","","","","","","","",""]
["工程名称：","","凉山州第二民族中学建设项目\\总平、景观绿化工程【围墙、铺装工程】","","","","标段：","","","第22页共49页","",""]
["序号"," 项目编码 ","","项目名称","项目特征描述","计量\r\n单位","工程量","金额（元）","","","",""]
["","","","","","","","综合单价","合价","其中","",""]
["","","","","","","","","","定额人工费","定额机械费","暂估价"]
["94","010103001002","","回填方","1.土质要求：一般土壤\r\n2.密实度要求：按规范要求，夯填\r\n3.运距：场内运输1km","m³ ","0.87","13.92","12.11","2.94","6.52",""]
[" "," ","","分部小计 ",""," "," "," ","8678.96","2529.49","103.53"," "]
[" "," ","","启志广场树池 ",""," "," "," "," "," "," "," "]
["95","011206001033","","600*300*50厚芝麻黑花岗岩压顶","1.结合层材料种类、厚度：25厚1：2.5水泥砂浆找平层，内掺5%放水粉浆\r\n2.面层材料品种、规格、颜色：600*300*50厚芝麻黑花岗岩压顶, 倒R20的圆角\r\n3.酸洗、打蜡要求：表面草酸处理后打蜡上光,石材六面防腐","㎡","84.42","522.33","44095.10","16459.37","672.83",""]
["96","011204001201","","600x400x20厚芝麻灰花岗岩","1.结合层材料种类、厚度：25厚1：2.5水泥砂浆找平层，内掺5%放水粉浆\r\n2.面层材料品种、规格、颜色：600x400x20厚芝麻灰花岗岩\r\n3.酸洗、打蜡要求：表面草酸处理后打蜡上光,石材六面防腐","㎡","112.56","228.02","25665.93","8786.43","",""]
["本页小计","","","","","","","","69773.14","25248.74","679.35",""]
[]
["表-08 ","","","","","","","","","","",""]
["分部分项工程清单与计价表","","","","","","","","","","",""]
["工程名称：","","凉山州第二民族中学建设项目\\总平、景观绿化工程【围墙、铺装工程】","","","","标段：","","","第23页共49页","",""]
["序号"," 项目编码 ","","项目名称","项目特征描述","计量\r\n单位","工程量","金额（元）","","","",""]
["","","","","","","","综合单价","合价","其中","",""]
["","","","","","","","","","定额人工费","定额机械费","暂估价"]
["97","010401012202","","零星砌砖","M7.5水泥砂浆砌筑Mu10标砖","m³ ","42.49","627.82","26676.07","8817.52","",""]
["98","010404001031","","垫层 C20","1.垫层材料种类、配合比、厚度：100厚C20砼垫层","m³ ","15.76","459.48","7241.40","521.97","3.78",""]
["99","010201001237","","100厚连砂石垫层","1.100厚连砂石垫层","m³ ","15.76","174.45","2749.33","967.82","29.00",""]
["100","040204001182","","素土夯实","1.部位 \r\n2.范围","㎡","157.58","1.80","283.64","167.03","18.91",""]
["101","010101004130","","挖土方","1.土壤类别 ：综合土壤\r\n2.挖土深度：4m以内 \r\n3.弃土运距：场内运输1km堆放\r\n4.其他未尽事宜应满足设计及现行国家规范要求","m³ ","101.51","18.72","1900.27","951.15","540.03",""]
["102","010103001002","","回填方","1.土质要求：一般土壤\r\n2.密实度要求：按规范要求，夯填\r\n3.运距：场内运输1km","m³ ","42.42","13.92","590.49","143.38","317.73",""]
[" "," ","","分部小计 ",""," "," "," ","109202.23","36814.67","1582.28"," "]
[" "," ","","立志苑 ",""," "," "," "," "," "," "," "]
["本页小计","","","","","","","","39441.20","11568.87","909.45",""]
[]
["表-08 ","","","","","","","","","","",""]
["分部分项工程清单与计价表","","","","","","","","","","",""]
["工程名称：","","凉山州第二民族中学建设项目\\总平、景观绿化工程【围墙、铺装工程】","","","","标段：","","","第24页共49页","",""]
["序号"," 项目编码 ","","项目名称","项目特征描述","计量\r\n单位","工程量","金额（元）","","","",""]
["","","","","","","","综合单价","合价","其中","",""]
["","","","","","","","","","定额人工费","定额机械费","暂估价"]
["103","011206001033","","600*300*50厚芝麻黑花岗岩压顶","1.结合层材料种类、厚度：25厚1：2.5水泥砂浆找平层，内掺6%放水粉浆\r\n2.面层材料品种、规格、颜色：600*300*50厚芝麻黑花岗岩压顶, 倒R20的圆角\r\n3.酸洗、打蜡要求：表面草酸处理后打蜡上光,石材六面防腐","㎡","7.2","513.96","3700.51","1362.02","54.43",""]
["104","011102001209","","600*300*50厚 芝麻灰花岗石 光面","1.结合层材料种类、厚度：25厚1：2.5水泥砂浆找平层，内掺6%放水粉浆\r\n2.面层材料品种、规格、颜色：600*300*50厚 芝麻灰花岗石 光面 导20的圆角\r\n3.酸洗、打蜡要求：表面草酸处理后打蜡上光,石材六面防腐","㎡","13.11","420.23","5509.22","1835.53","99.11",""]
["本页小计","","","","","","","","9209.73","3197.55","153.54",""]
[]
["表-08 ","","","","","","","","","","",""]
["分部分项工程清单与计价表","","","","","","","","","","",""]
["工程名称：","","凉山州第二民族中学建设项目\\总平、景观绿化工程【围墙、铺装工程】","","","","标段：","","","第25页共49页","",""]
["序号"," 项目编码 ","","项目名称","项目特征描述","计量\r\n单位","工程量","金额（元）","","","",""]
["","","","","","","","综合单价","合价","其中","",""]
["","","","","","","","","","定额人工费","定额机械费","暂估价"]
["105","011204001210","","600x355x20厚 芝麻灰花岗石烧面","1.结合层材料种类、厚度：25厚1：2.5水泥砂浆找平层，内掺6%放水粉浆\r\n2.面层材料品种、规格、颜色：600x355x20厚 芝麻灰花岗石烧面\r\n3.酸洗、打蜡要求：表面草酸处理后打蜡上光,石材六面防腐","㎡","34.96","224.45","7846.77","2694.37","",""]
["106","011204001201","","600x400x20厚芝麻灰花岗岩","1.结合层材料种类、厚度：25厚1：2.5水泥砂浆找平层，内掺6%放水粉浆\r\n2.面层材料品种、规格、颜色：600x400x20厚芝麻灰花岗岩\r\n3.酸洗、打蜡要求：表面草酸处理后打蜡上光,石材六面防腐","㎡","9.6","228.02","2188.99","749.38","",""]
["107","010401012203","","树池砌砖","1.M7.5水泥砂浆砌筑MU10标准砖","m³ ","37.79","627.82","23725.32","7842.18","",""]
["108","010501002204","","C25混凝土，条形基础","1.C25混凝土，条形基础","m³ ","12.33","476.15","5870.93","467.55","3.08",""]
["109","010507005205","","120厚C20砼压顶","1.120厚C20砼压顶","m³ ","17.12","498.14","8528.16","1017.10","",""]
["本页小计","","","","","","","","48160.17","12770.58","3.08",""]
[]
["表-08 ","","","","","","","","","","",""]
["分部分项工程清单与计价表","","","","","","","","","","",""]
["工程名称：","","凉山州第二民族中学建设项目\\总平、景观绿化工程【围墙、铺装工程】","","","","标段：","","","第26页共49页","",""]
["序号"," 项目编码 ","","项目名称","项目特征描述","计量\r\n单位","工程量","金额（元）","","","",""]
["","","","","","","","综合单价","合价","其中","",""]
["","","","","","","","","","定额人工费","定额机械费","暂估价"]
["110","010501002200","","C20砼基础","1.C20砼基础","m³ ","3.62","462.80","1675.34","137.27","0.91",""]
["111","010404001031","","垫层 C20","1.垫层材料种类、配合比、厚度：100厚C20砼垫层","m³ ","1.34","459.48","615.70","44.38","0.32",""]
["112","010201001238","","150厚连砂石垫层","1.150厚连砂石垫层","m³ ","37.05","174.45","6463.37","2275.24","68.17",""]
["113","040204001182","","素土夯实","1.部位 \r\n2.范围","㎡","156.51","1.80","281.72","165.90","18.78",""]
["114","010101004130","","挖土方","1.土壤类别 ：综合土壤\r\n2.挖土深度：4m以内 \r\n3.弃土运距：场内运输1km堆放\r\n4.其他未尽事宜应满足设计及现行国家规范要求","m³ ","5.91","18.72","110.64","55.38","31.44",""]
["115","010103001002","","回填方","1.土质要求：一般土壤\r\n2.密实度要求：按规范要求，夯填\r\n3.运距：场内运输1km","m³ ","0.87","13.92","12.11","2.94","6.52",""]
["116","011502001206","","1.5厚304#不锈钢本色，拉丝面","1.1.5厚304#不锈钢本色，拉丝面","㎡","51","417.24","21279.24","3758.19","",""]
["117","011201004208","","15厚1:2.5水泥砂浆","1.15厚1:2.5水泥砂浆","㎡","95.24","17.15","1633.37","762.87","",""]
["本页小计","","","","","","","","32071.49","7202.17","126.14",""]
[]
["表-08 ","","","","","","","","","","",""]
["分部分项工程清单与计价表","","","","","","","","","","",""]
["工程名称：","","凉山州第二民族中学建设项目\\总平、景观绿化工程【围墙、铺装工程】","","","","标段：","","","第27页共49页","",""]
["序号"," 项目编码 ","","项目名称","项目特征描述","计量\r\n单位","工程量","金额（元）","","","",""]
["","","","","","","","综合单价","合价","其中","",""]
["","","","","","","","","","定额人工费","定额机械费","暂估价"]
["118","011104002207","","断面150X40 樟子松防腐木面饰栗色木油漆留缝5mm，自攻螺丝钉安装","1.断面150X40 樟子松防腐木面饰栗色木油漆留缝5mm，自攻螺丝钉安装\r\n2.30X30X1.5矩管龙骨","㎡","108.55","333.83","36237.25","5409.05","7.60",""]
["119","040205006211","","标线","1.材料品种 \r\n2.工艺 \r\n3.线型","㎡","42.4","39.21","1662.50","134.41","122.11",""]
[" "," ","","分部小计 ",""," "," "," ","127341.14","28713.76","412.47"," "]
[" "," ","","风水树池 ",""," "," "," "," "," "," "," "]
["120","011102001212","","20厚芝麻灰花岗岩烧面","1.结合层材料种类、厚度：20厚1:2.5水泥砂浆\r\n2.面层材料品种、规格、颜色：20厚芝麻灰花岗岩烧面\r\n3.酸洗、打蜡要求：表面草酸处理后打蜡上光,石材六面防腐","㎡","68.82","166.53","11460.59","2558.04","",""]
["121","011204001213","","20厚芝麻灰花岗岩烧面立面","1.结合层材料种类、厚度：20厚1:2.5水泥砂浆\r\n2.面层材料品种、规格、颜色：20厚芝麻灰花岗岩烧面立面\r\n3.酸洗、打蜡要求：表面草酸处理后打蜡上光,石材六面防腐","㎡","101.06","224.45","22682.92","7788.69","",""]
["本页小计","","","","","","","","72043.26","15890.19","129.71",""]
[]
["表-08 ","","","","","","","","","","",""]
["分部分项工程清单与计价表","","","","","","","","","","",""]
["工程名称：","","凉山州第二民族中学建设项目\\总平、景观绿化工程【围墙、铺装工程】","","","","标段：","","","第28页共49页","",""]
["序号"," 项目编码 ","","项目名称","项目特征描述","计量\r\n单位","工程量","金额（元）","","","",""]
["","","","","","","","综合单价","合价","其中","",""]
["","","","","","","","","","定额人工费","定额机械费","暂估价"]
["122","011204001214","","20厚中国黑花岗石光面立面","1.结合层材料种类、厚度：20厚1:2.5水泥砂浆\r\n2.面层材料品种、规格、颜色：20厚中国黑花岗石光面立面\r\n3.酸洗、打蜡要求：表面草酸处理后打蜡上光,石材六面防腐","㎡","16.23","280.55","4553.33","1250.85","",""]
["123","010401012030","","树池砌砖","1.名称、部位：树池砌砖\r\n2.砖品种、规格、强度等级：MU10页岩砖、240mm×115mm×53mm\r\n3.勾缝要求：不勾缝\r\n4.砂浆强度等级：M7.5水泥砂浆","m³ ","61.02","627.82","38309.58","12662.87","",""]
["124","010404001031","","垫层 C20","1.垫层材料种类、配合比、厚度：100厚C20砼垫层","m³ ","13.33","459.48","6124.87","441.49","3.20",""]
["125","040204001182","","素土夯实","1.部位 \r\n2.范围","㎡","105.87","1.80","190.57","112.22","12.70",""]
["126","010101004130","","挖土方","1.土壤类别 ：综合土壤\r\n2.挖土深度：4m以内 \r\n3.弃土运距：场内运输1km堆放\r\n4.其他未尽事宜应满足设计及现行国家规范要求","m³ ","20.05","18.72","375.34","187.87","106.67",""]
["本页小计","","","","","","","","49553.69","14655.30","122.57",""]
[]
["表-08 ","","","","","","","","","","",""]
["分部分项工程清单与计价表","","","","","","","","","","",""]
["工程名称：","","凉山州第二民族中学建设项目\\总平、景观绿化工程【围墙、铺装工程】","","","","标段：","","","第29页共49页","",""]
["序号"," 项目编码 ","","项目名称","项目特征描述","计量\r\n单位","工程量","金额（元）","","","",""]
["","","","","","","","综合单价","合价","其中","",""]
["","","","","","","","","","定额人工费","定额机械费","暂估价"]
["127","010103001002","","回填方","1.土质要求：一般土壤\r\n2.密实度要求：按规范要求，夯填\r\n3.运距：场内运输1km","m³ ","5","13.92","69.60","16.90","37.45",""]
["128","010501002204","","C25混凝土，条形基础","1.C25混凝土，条形基础","m³ ","0.96","476.15","457.10","36.40","0.24",""]
["129","010515001215","","现浇构件钢筋φ≤10","现浇构件钢筋φ≤10","t","0.01","5761.28","57.61","9.84","0.25",""]
[" "," ","","分部小计 ",""," "," "," ","84281.51","25065.17","160.51"," "]
[" "," ","","炼志大道树池 ",""," "," "," "," "," "," "," "]
["130","011206001033","","600*300*50厚芝麻黑花岗岩烧面压顶","1.结合层材料种类、厚度：20厚1:2.5水泥砂浆\r\n2.面层材料品种、规格、颜色：600*300*50厚芝麻黑花岗岩烧面压顶, 倒R20的圆角\r\n3.酸洗、打蜡要求：表面草酸处理后打蜡上光,石材六面防腐","㎡","57.6","540.39","31126.46","11952.00","510.34",""]
["本页小计","","","","","","","","31710.77","12015.14","548.28",""]
[]
["表-08 ","","","","","","","","","","",""]
["分部分项工程清单与计价表","","","","","","","","","","",""]
["工程名称：","","凉山州第二民族中学建设项目\\总平、景观绿化工程【围墙、铺装工程】","","","","标段：","","","第30页共49页","",""]
["序号"," 项目编码 ","","项目名称","项目特征描述","计量\r\n单位","工程量","金额（元）","","","",""]
["","","","","","","","综合单价","合价","其中","",""]
["","","","","","","","","","定额人工费","定额机械费","暂估价"]
["131","011204001201","","600x400x20厚芝麻灰花岗岩","1.结合层材料种类、厚度：20厚1:2.5水泥砂浆\r\n2.面层材料品种、规格、颜色：600x400x20厚芝麻灰花岗岩\r\n3.酸洗、打蜡要求：表面草酸处理后打蜡上光,石材六面防腐","㎡","88.56","224.45","19877.29","6825.32","",""]
["132","011204001216","","20厚芝麻灰花岗岩烧面立面","1.结合层材料种类、厚度：20厚1:2.5水泥砂浆\r\n2.面层材料品种、规格、颜色：20厚芝麻灰花岗岩烧面立面\r\n3.酸洗、打蜡要求：表面草酸处理后打蜡上光,石材六面防腐","㎡","49.89","224.45","11197.81","3845.02","",""]
["133","011102001217","","20厚芝麻白花岗岩烧面","1.结合层材料种类、厚度：20厚1:2.5水泥砂浆\r\n2.面层材料品种、规格、颜色：20厚芝麻白花岗岩烧面\r\n3.酸洗、打蜡要求：表面草酸处理后打蜡上光,石材六面防腐","㎡","40.29","166.53","6709.49","1497.58","",""]
["本页小计","","","","","","","","37784.59","12167.92","",""]
[]
["表-08 ","","","","","","","","","","",""]
["分部分项工程清单与计价表","","","","","","","","","","",""]
["工程名称：","","凉山州第二民族中学建设项目\\总平、景观绿化工程【围墙、铺装工程】","","","","标段：","","","第31页共49页","",""]
["序号"," 项目编码 ","","项目名称","项目特征描述","计量\r\n单位","工程量","金额（元）","","","",""]
["","","","","","","","综合单价","合价","其中","",""]
["","","","","","","","","","定额人工费","定额机械费","暂估价"]
["134","010401012030","","树池砌砖","1.名称、部位：树池砌砖\r\n2.砖品种、规格、强度等级：MU10页岩砖、240mm×115mm×53mm\r\n3.勾缝要求：不勾缝\r\n4.砂浆强度等级：M7.5水泥砂浆","m³ ","35.06","627.82","22011.37","7275.65","",""]
["135","010404001031","","垫层 C20","1.垫层材料种类、配合比、厚度：100厚C20砼垫层","m³ ","12.56","459.48","5771.07","415.99","3.01",""]
["136","010201001239","","100厚连砂石垫层","1.100厚连砂石垫层","m³ ","18.83","174.45","3284.89","1156.35","34.65",""]
["137","011102001228","","600x600x30厚芝麻灰花岗岩烧面（地雕）","1.结合层材料种类、厚度：20厚1:2.5水泥砂浆\r\n2.面层材料品种、规格、颜色：600x600x30厚芝麻灰花岗岩烧面（地雕）\r\n3.酸洗、打蜡要求：表面草酸处理后打蜡上光,石材六面防腐","㎡","66.13","1291.13","85382.43","2626.02","",""]
["本页小计","","","","","","","","116449.76","11474.01","37.66",""]
[]
["表-08 ","","","","","","","","","","",""]
["分部分项工程清单与计价表","","","","","","","","","","",""]
["工程名称：","","凉山州第二民族中学建设项目\\总平、景观绿化工程【围墙、铺装工程】","","","","标段：","","","第32页共49页","",""]
["序号"," 项目编码 ","","项目名称","项目特征描述","计量\r\n单位","工程量","金额（元）","","","",""]
["","","","","","","","综合单价","合价","其中","",""]
["","","","","","","","","","定额人工费","定额机械费","暂估价"]
["138","011102001229","","600x300x30厚芝麻黑花岗岩烧面","1.结合层材料种类、厚度：20厚1:2.5水泥砂浆\r\n2.面层材料品种、规格、颜色：600x300x30厚芝麻黑花岗岩烧面\r\n3.酸洗、打蜡要求：表面草酸处理后打蜡上光,石材六面防腐","㎡","12.96","240.53","3117.27","514.64","",""]
["139","040204001182","","素土夯实","1.部位 \r\n2.范围","㎡","83.92","1.80","151.06","88.96","10.07",""]
["140","010101004130","","挖土方","1.土壤类别 ：综合土壤\r\n2.挖土深度：4m以内 \r\n3.弃土运距：场内运输1km堆放\r\n4.其他未尽事宜应满足设计及现行国家规范要求","m³ ","20.05","18.72","375.34","187.87","106.67",""]
["141","010103001002","","回填方","1.土质要求：一般土壤\r\n2.密实度要求：按规范要求，夯填\r\n3.运距：场内运输1km","m³ ","5","13.92","69.60","16.90","37.45",""]
[" "," ","","分部小计 ",""," "," "," ","189074.08","36402.30","702.19"," "]
[" "," ","","艺术楼中庭树池、坐凳（3#楼高中教学楼南侧） ",""," "," "," "," "," "," "," "]
["本页小计","","","","","","","","3713.27","808.37","154.19",""]
[]
["表-08 ","","","","","","","","","","",""]
["分部分项工程清单与计价表","","","","","","","","","","",""]
["工程名称：","","凉山州第二民族中学建设项目\\总平、景观绿化工程【围墙、铺装工程】","","","","标段：","","","第33页共49页","",""]
["序号"," 项目编码 ","","项目名称","项目特征描述","计量\r\n单位","工程量","金额（元）","","","",""]
["","","","","","","","综合单价","合价","其中","",""]
["","","","","","","","","","定额人工费","定额机械费","暂估价"]
["142","011206001217","","600x200x50厚芝麻黑花岗岩烧面压顶","1.结合层材料种类、厚度：20厚1:2.5水泥砂浆\r\n2.面层材料品种、规格、颜色：600x300x50厚芝麻黑花岗岩烧面压顶, 倒R20的圆角\r\n3.酸洗、打蜡要求：表面草酸处理后打蜡上光,石材六面防腐","㎡","4.32","629.14","2717.88","1161.78","57.72",""]
["143","011206001218","","600x300x50厚芝麻黑花岗岩烧面压顶","1.结合层材料种类、厚度：20厚1:2.5水泥砂浆\r\n2.面层材料品种、规格、颜色：600x300x50厚芝麻黑花岗岩烧面压顶, 倒R20的圆角\r\n3.酸洗、打蜡要求：表面草酸处理后打蜡上光,石材六面防腐","㎡","78.05","514.20","40133.31","14777.21","590.84",""]
["本页小计","","","","","","","","42851.19","15938.99","648.56",""]
[]
["表-08 ","","","","","","","","","","",""]
["分部分项工程清单与计价表","","","","","","","","","","",""]
["工程名称：","","凉山州第二民族中学建设项目\\总平、景观绿化工程【围墙、铺装工程】","","","","标段：","","","第34页共49页","",""]
["序号"," 项目编码 ","","项目名称","项目特征描述","计量\r\n单位","工程量","金额（元）","","","",""]
["","","","","","","","综合单价","合价","其中","",""]
["","","","","","","","","","定额人工费","定额机械费","暂估价"]
["144","011206001219","","600x500x50厚芝麻黑花岗岩烧面压顶","1.结合层材料种类、厚度：20厚1:2.5水泥砂浆\r\n2.面层材料品种、规格、颜色：600x500x50厚芝麻黑花岗岩烧面压顶, 倒R20的圆角\r\n3.酸洗、打蜡要求：表面草酸处理后打蜡上光,石材六面防腐","㎡","10.28","513.98","5283.71","1944.77","77.72",""]
["145","011204001201","","600x400x20厚芝麻灰花岗岩","1.结合层材料种类、厚度：20厚1:2.5水泥砂浆\r\n2.面层材料品种、规格、颜色：600x400x20厚芝麻灰花岗岩\r\n3.酸洗、打蜡要求：表面草酸处理后打蜡上光,石材六面防腐","㎡","88.56","224.45","19877.29","6825.32","",""]
["146","010401012030","","树池砌砖","1.名称、部位：树池砌砖\r\n2.砖品种、规格、强度等级：MU10页岩砖、240mm×115mm×53mm\r\n3.勾缝要求：不勾缝\r\n4.砂浆强度等级：M7.5水泥砂浆","m³ ","35.06","627.82","22011.37","7275.65","",""]
["本页小计","","","","","","","","47172.37","16045.74","77.72",""]
[]
["表-08 ","","","","","","","","","","",""]
["分部分项工程清单与计价表","","","","","","","","","","",""]
["工程名称：","","凉山州第二民族中学建设项目\\总平、景观绿化工程【围墙、铺装工程】","","","","标段：","","","第35页共49页","",""]
["序号"," 项目编码 ","","项目名称","项目特征描述","计量\r\n单位","工程量","金额（元）","","","",""]
["","","","","","","","综合单价","合价","其中","",""]
["","","","","","","","","","定额人工费","定额机械费","暂估价"]
["147","010404001031","","垫层 C20","1.垫层材料种类、配合比、厚度：100厚C20砼垫层","m³ ","12.56","459.48","5771.07","415.99","3.01",""]
["148","010201001239","","100厚连砂石垫层","1.100厚连砂石垫层","m³ ","18.83","174.45","3284.89","1156.35","34.65",""]
["149","040204001182","","素土夯实","1.部位 \r\n2.范围","㎡","83.92","1.80","151.06","88.96","10.07",""]
["150","010101004130","","挖土方","1.土壤类别 ：综合土壤\r\n2.挖土深度：4m以内 \r\n3.弃土运距：场内运输1km堆放\r\n4.其他未尽事宜应满足设计及现行国家规范要求","m³ ","20.05","18.72","375.34","187.87","106.67",""]
["151","010103001002","","回填方","1.土质要求：一般土壤\r\n2.密实度要求：按规范要求，夯填\r\n3.运距：场内运输1km","m³ ","5","13.92","69.60","16.90","37.45",""]
[" "," ","","分部小计 ",""," "," "," ","99675.52","33850.80","918.13"," "]
[" "," ","","2#科技楼树池 ",""," "," "," "," "," "," "," "]
["本页小计","","","","","","","","9651.96","1866.07","191.85",""]
[]
["表-08 ","","","","","","","","","","",""]
["分部分项工程清单与计价表","","","","","","","","","","",""]
["工程名称：","","凉山州第二民族中学建设项目\\总平、景观绿化工程【围墙、铺装工程】","","","","标段：","","","第36页共49页","",""]
["序号"," 项目编码 ","","项目名称","项目特征描述","计量\r\n单位","工程量","金额（元）","","","",""]
["","","","","","","","综合单价","合价","其中","",""]
["","","","","","","","","","定额人工费","定额机械费","暂估价"]
["152","011206001218","","600x200x50厚芝麻黑花岗岩烧面压顶","1.结合层材料种类、厚度：20厚1:2.5水泥砂浆\r\n2.面层材料品种、规格、颜色：600x300x50厚芝麻黑花岗岩烧面压顶, 倒R20的圆角\r\n3.酸洗、打蜡要求：表面草酸处理后打蜡上光,石材六面防腐","㎡","2.88","554.83","1597.91","626.43","27.59",""]
["153","011206001218","","600x300x50厚芝麻黑花岗岩烧面压顶","1.结合层材料种类、厚度：20厚1:2.5水泥砂浆\r\n2.面层材料品种、规格、颜色：600x300x50厚芝麻黑花岗岩烧面压顶, 倒R20的圆角\r\n3.酸洗、打蜡要求：表面草酸处理后打蜡上光,石材六面防腐","㎡","72.68","519.63","37766.71","14034.51","569.81",""]
["本页小计","","","","","","","","39364.62","14660.94","597.40",""]
[]
["表-08 ","","","","","","","","","","",""]
["分部分项工程清单与计价表","","","","","","","","","","",""]
["工程名称：","","凉山州第二民族中学建设项目\\总平、景观绿化工程【围墙、铺装工程】","","","","标段：","","","第37页共49页","",""]
["序号"," 项目编码 ","","项目名称","项目特征描述","计量\r\n单位","工程量","金额（元）","","","",""]
["","","","","","","","综合单价","合价","其中","",""]
["","","","","","","","","","定额人工费","定额机械费","暂估价"]
["154","011206001219","","600x500x50厚芝麻黑花岗岩烧面压顶","1.结合层材料种类、厚度：20厚1:2.5水泥砂浆\r\n2.面层材料品种、规格、颜色：600x500x50厚芝麻黑花岗岩烧面压顶, 倒R20的圆角\r\n3.酸洗、打蜡要求：表面草酸处理后打蜡上光,石材六面防腐","㎡","7.35","513.96","3777.61","1390.40","55.57",""]
["155","011204001201","","600x400x20厚芝麻灰花岗岩","1.结合层材料种类、厚度：20厚1:2.5水泥砂浆\r\n2.面层材料品种、规格、颜色：600x400x20厚芝麻灰花岗岩\r\n3.酸洗、打蜡要求：表面草酸处理后打蜡上光,石材六面防腐","㎡","114.43","224.45","25683.81","8819.12","",""]
["156","010401012030","","树池砌砖","1.名称、部位：树池砌砖\r\n2.砖品种、规格、强度等级：MU10页岩砖、240mm×115mm×53mm\r\n3.勾缝要求：不勾缝\r\n4.砂浆强度等级：M7.5水泥砂浆","m³ ","46.05","627.82","28911.11","9556.30","",""]
["本页小计","","","","","","","","58372.53","19765.82","55.57",""]
[]
["表-08 ","","","","","","","","","","",""]
["分部分项工程清单与计价表","","","","","","","","","","",""]
["工程名称：","","凉山州第二民族中学建设项目\\总平、景观绿化工程【围墙、铺装工程】","","","","标段：","","","第38页共49页","",""]
["序号"," 项目编码 ","","项目名称","项目特征描述","计量\r\n单位","工程量","金额（元）","","","",""]
["","","","","","","","综合单价","合价","其中","",""]
["","","","","","","","","","定额人工费","定额机械费","暂估价"]
["157","010404001031","","垫层 C20","1.垫层材料种类、配合比、厚度：100厚C15砼垫层","m³ ","15.37","459.48","7062.21","509.05","3.69",""]
["158","010201001239","","100厚连砂石垫层","1.100厚连砂石垫层","m³ ","15.37","162.98","2505.00","786.48","28.28",""]
["159","040204001182","","素土夯实","1.部位 \r\n2.范围","㎡","153.74","1.80","276.73","162.96","18.45",""]
[" "," ","","分部小计 ",""," "," "," ","107581.09","35885.25","703.39"," "]
[" "," ","","4#教学楼中庭树池 ",""," "," "," "," "," "," "," "]
["160","011206001033","","600*300*50厚芝麻黑花岗岩烧面压顶","1.结合层材料种类、厚度：20厚1:2.5水泥砂浆\r\n2.面层材料品种、规格、颜色：600x300x50厚芝麻黑花岗岩烧面压顶, 倒R20的圆角\r\n3.酸洗、打蜡要求：表面草酸处理后打蜡上光,石材六面防腐","㎡","78.12","518.10","40473.97","15002.16","606.21",""]
["本页小计","","","","","","","","50317.91","16460.65","656.63",""]
[]
["表-08 ","","","","","","","","","","",""]
["分部分项工程清单与计价表","","","","","","","","","","",""]
["工程名称：","","凉山州第二民族中学建设项目\\总平、景观绿化工程【围墙、铺装工程】","","","","标段：","","","第39页共49页","",""]
["序号"," 项目编码 ","","项目名称","项目特征描述","计量\r\n单位","工程量","金额（元）","","","",""]
["","","","","","","","综合单价","合价","其中","",""]
["","","","","","","","","","定额人工费","定额机械费","暂估价"]
["161","011204001201","","600x400x20厚芝麻灰花岗岩","1.结合层材料种类、厚度：20厚1:2.5水泥砂浆\r\n2.面层材料品种、规格、颜色：600x400x20厚芝麻灰花岗岩\r\n3.酸洗、打蜡要求：表面草酸处理后打蜡上光,石材六面防腐","㎡","104.16","224.45","23378.71","8027.61","",""]
["162","010404001031","","垫层 C20","1.垫层材料种类、配合比、厚度：100厚C15砼垫层","m³ ","14.58","459.48","6699.22","482.89","3.50",""]
["163","010501002200","","C20砼基础","1.混凝土种类 \r\n2.混凝土强度等级","m³ ","39.32","462.80","18197.30","1491.01","9.83",""]
["164","010201001239","","100厚连砂石垫层","1.100厚连砂石垫层","m³ ","14.58","174.45","2543.48","895.36","26.83",""]
["165","040204001182","","素土夯实","1.部位 \r\n2.范围","㎡","145.58","1.80","262.04","154.31","17.47",""]
["166","010101004130","","挖土方","1.土壤类别 ：综合土壤\r\n2.挖土深度：4m以内 \r\n3.弃土运距：场内运输1km堆放\r\n4.其他未尽事宜应满足设计及现行国家规范要求","m³ ","64.16","18.72","1201.08","601.18","341.33",""]
["本页小计","","","","","","","","52281.83","11652.36","398.96",""]
[]
["表-08 ","","","","","","","","","","",""]
["分部分项工程清单与计价表","","","","","","","","","","",""]
["工程名称：","","凉山州第二民族中学建设项目\\总平、景观绿化工程【围墙、铺装工程】","","","","标段：","","","第40页共49页","",""]
["序号"," 项目编码 ","","项目名称","项目特征描述","计量\r\n单位","工程量","金额（元）","","","",""]
["","","","","","","","综合单价","合价","其中","",""]
["","","","","","","","","","定额人工费","定额机械费","暂估价"]
["167","010103001002","","回填方","1.土质要求：一般土壤\r\n2.密实度要求：按规范要求，夯填\r\n3.运距：场内运输1km","m³ ","9.48","13.92","131.96","32.04","71.01",""]
[" "," ","","分部小计 ",""," "," "," ","92887.76","26686.56","1076.18"," "]
[" "," ","","5#艺术楼中庭树池 ",""," "," "," "," "," "," "," "]
["168","011206001033","","600*300*50厚芝麻黑花岗岩烧面压顶","1.结合层材料种类、厚度：20厚1:2.5水泥砂浆\r\n2.面层材料品种、规格、颜色：600x300x50厚芝麻黑花岗岩烧面压顶, 倒R20的圆角\r\n3.酸洗、打蜡要求：表面草酸处理后打蜡上光,石材六面防腐","㎡","80.4","519.82","41793.53","15535.69","631.14",""]
["169","011204001201","","600x400x20厚芝麻灰花岗岩","1.结合层材料种类、厚度：20厚1:2.5水泥砂浆\r\n2.面层材料品种、规格、颜色：600x400x20厚芝麻灰花岗岩\r\n3.酸洗、打蜡要求：表面草酸处理后打蜡上光,石材六面防腐","㎡","107.2","224.45","24061.04","8261.90","",""]
["170","010404001031","","垫层 C20","1.垫层材料种类、配合比、厚度：100厚C15砼垫层","m³ ","15.01","459.48","6896.79","497.13","3.60",""]
["本页小计","","","","","","","","72883.32","24326.76","705.75",""]
[]
["表-08 ","","","","","","","","","","",""]
["分部分项工程清单与计价表","","","","","","","","","","",""]
["工程名称：","","凉山州第二民族中学建设项目\\总平、景观绿化工程【围墙、铺装工程】","","","","标段：","","","第41页共49页","",""]
["序号"," 项目编码 ","","项目名称","项目特征描述","计量\r\n单位","工程量","金额（元）","","","",""]
["","","","","","","","综合单价","合价","其中","",""]
["","","","","","","","","","定额人工费","定额机械费","暂估价"]
["171","010501002200","","C20砼基础","1.混凝土种类 \r\n2.混凝土强度等级","m³ ","40.47","462.80","18729.52","1534.62","10.12",""]
["172","010201001239","","100厚连砂石垫层","1.100厚连砂石垫层","m³ ","15.01","174.45","2618.49","921.76","27.62",""]
["173","040204001182","","素土夯实","1.部位 \r\n2.范围","㎡","150.08","1.80","270.14","159.08","18.01",""]
["174","010101004130","","挖土方","1.土壤类别 ：综合土壤\r\n2.挖土深度：4m以内 \r\n3.弃土运距：场内运输1km堆放\r\n4.其他未尽事宜应满足设计及现行国家规范要求","m³ ","66.04","18.72","1236.27","618.79","351.33",""]
["175","010103001002","","回填方","1.土质要求：一般土壤\r\n2.密实度要求：按规范要求，夯填\r\n3.运距：场内运输1km","m³ ","9.76","13.92","135.86","32.99","73.10",""]
[" "," ","","分部小计 ",""," "," "," ","95741.64","27561.96","1114.92"," "]
[" "," ","","3#高中教学楼中庭树池 ",""," "," "," "," "," "," "," "]
["本页小计","","","","","","","","22990.28","3267.24","480.18",""]
[]
["表-08 ","","","","","","","","","","",""]
["分部分项工程清单与计价表","","","","","","","","","","",""]
["工程名称：","","凉山州第二民族中学建设项目\\总平、景观绿化工程【围墙、铺装工程】","","","","标段：","","","第42页共49页","",""]
["序号"," 项目编码 ","","项目名称","项目特征描述","计量\r\n单位","工程量","金额（元）","","","",""]
["","","","","","","","综合单价","合价","其中","",""]
["","","","","","","","","","定额人工费","定额机械费","暂估价"]
["176","011206001033","","600*300*50厚芝麻黑花岗岩烧面压顶","1.结合层材料种类、厚度：20厚1:2.5水泥砂浆\r\n2.面层材料品种、规格、颜色：600x300x50厚芝麻黑花岗岩烧面压顶, 倒R20的圆角\r\n3.酸洗、打蜡要求：表面草酸处理后打蜡上光,石材六面防腐","㎡","15.84","554.82","8788.35","3445.36","151.75",""]
["177","011102001220","","600x200x30厚芝麻黑花岗岩烧面","1.结合层材料种类、厚度：20厚1:2.5水泥砂浆\r\n2.面层材料品种、规格、颜色：600x200x30厚芝麻黑花岗岩烧面\r\n3.酸洗、打蜡要求：表面草酸处理后打蜡上光,石材六面防腐","㎡","41.88","232.83","9750.92","1556.68","",""]
["178","011204001201","","600x400x20厚芝麻灰花岗岩","1.结合层材料种类、厚度：20厚1:2.5水泥砂浆\r\n2.面层材料品种、规格、颜色：600x400x20厚芝麻灰花岗岩\r\n3.酸洗、打蜡要求：表面草酸处理后打蜡上光,石材六面防腐","㎡","31.68","224.45","7110.58","2441.58","",""]
["本页小计","","","","","","","","25649.85","7443.62","151.75",""]
[]
["表-08 ","","","","","","","","","","",""]
["分部分项工程清单与计价表","","","","","","","","","","",""]
["工程名称：","","凉山州第二民族中学建设项目\\总平、景观绿化工程【围墙、铺装工程】","","","","标段：","","","第43页共49页","",""]
["序号"," 项目编码 ","","项目名称","项目特征描述","计量\r\n单位","工程量","金额（元）","","","",""]
["","","","","","","","综合单价","合价","其中","",""]
["","","","","","","","","","定额人工费","定额机械费","暂估价"]
["179","010404001031","","垫层 C20","1.垫层材料种类、配合比、厚度：100厚C20砼垫层","m³ ","10.72","459.48","4925.63","355.05","2.57",""]
["180","010401012030","","树池砌砖","1.名称、部位：树池砌砖\r\n2.砖品种、规格、强度等级：MU10页岩砖、240mm×115mm×53mm\r\n3.勾缝要求：不勾缝\r\n4.砂浆强度等级：M7.5水泥砂浆","m³ ","12.91","627.82","8105.16","2679.08","",""]
["181","010201001239","","100厚连砂石垫层","1.100厚连砂石垫层","m³ ","13.86","174.45","2417.88","851.14","25.50",""]
["182","040204001182","","素土夯实","1.部位 \r\n2.范围","㎡","107.17","1.80","192.91","113.60","12.86",""]
["183","010101004130","","挖土方","1.土壤类别 ：综合土壤\r\n2.挖土深度：4m以内 \r\n3.弃土运距：场内运输1km堆放\r\n4.其他未尽事宜应满足设计及现行国家规范要求","m³ ","20.4","18.72","381.89","191.15","108.53",""]
["184","010103001002","","回填方","1.土质要求：一般土壤\r\n2.密实度要求：按规范要求，夯填\r\n3.运距：场内运输1km","m³ ","5.35","13.92","74.47","18.08","40.07",""]
[" "," ","","分部小计 ",""," "," "," ","41747.79","11651.72","341.28"," "]
["本页小计","","","","","","","","16097.94","4208.1","189.53",""]
[]
["表-08 ","","","","","","","","","","",""]
["分部分项工程清单与计价表","","","","","","","","","","",""]
["工程名称：","","凉山州第二民族中学建设项目\\总平、景观绿化工程【围墙、铺装工程】","","","","标段：","","","第44页共49页","",""]
["序号"," 项目编码 ","","项目名称","项目特征描述","计量\r\n单位","工程量","金额（元）","","","",""]
["","","","","","","","综合单价","合价","其中","",""]
["","","","","","","","","","定额人工费","定额机械费","暂估价"]
[" "," ","","7-2#学生宿舍东侧树池 ",""," "," "," "," "," "," "," "]
["185","011206001033","","600*300*50厚芝麻黑花岗岩烧面压顶","1.结合层材料种类、厚度：20厚1:2.5水泥砂浆\r\n2.面层材料品种、规格、颜色：600x300x50厚芝麻黑花岗岩烧面压顶, 倒R20的圆角\r\n3.酸洗、打蜡要求：表面草酸处理后打蜡上光,石材六面防腐","㎡","23.04","534.39","12312.35","4684.95","197.45",""]
["186","011204001201","","600x400x20厚芝麻灰花岗岩","1.结合层材料种类、厚度：20厚1:2.5水泥砂浆\r\n2.面层材料品种、规格、颜色：600x400x20厚芝麻灰花岗岩\r\n3.酸洗、打蜡要求：表面草酸处理后打蜡上光,石材六面防腐","㎡","30.72","224.45","6895.10","2367.59","",""]
["187","010404001031","","垫层 C20","1.垫层材料种类、配合比、厚度：100厚C20砼垫层","m³ ","4.3","459.48","1975.76","142.42","1.03",""]
["本页小计","","","","","","","","21183.21","7194.96","198.48",""]
[]
["表-08 ","","","","","","","","","","",""]
["分部分项工程清单与计价表","","","","","","","","","","",""]
["工程名称：","","凉山州第二民族中学建设项目\\总平、景观绿化工程【围墙、铺装工程】","","","","标段：","","","第45页共49页","",""]
["序号"," 项目编码 ","","项目名称","项目特征描述","计量\r\n单位","工程量","金额（元）","","","",""]
["","","","","","","","综合单价","合价","其中","",""]
["","","","","","","","","","定额人工费","定额机械费","暂估价"]
["188","010401012030","","树池砌砖","1.名称、部位：树池砌砖\r\n2.砖品种、规格、强度等级：MU10页岩砖、240mm×115mm×53mm\r\n3.勾缝要求：不勾缝\r\n4.砂浆强度等级：M7.5水泥砂浆","m³ ","12.52","627.82","7860.31","2598.15","",""]
["189","010201001239","","100厚连砂石垫层","1.100厚连砂石垫层","m³ ","4.3","174.45","750.14","264.06","7.91",""]
["190","040204001182","","素土夯实","1.部位 \r\n2.范围","㎡","43.01","1.80","77.42","45.59","5.16",""]
["191","010101004130","","挖土方","1.土壤类别 ：综合土壤\r\n2.挖土深度：4m以内 \r\n3.弃土运距：场内运输1km堆放\r\n4.其他未尽事宜应满足设计及现行国家规范要求","m³ ","19.78","18.72","370.28","185.34","105.23",""]
["192","010103001002","","回填方","1.土质要求：一般土壤\r\n2.密实度要求：按规范要求，夯填\r\n3.运距：场内运输1km","m³ ","5.19","13.92","72.24","17.54","38.87",""]
[" "," ","","分部小计 ",""," "," "," ","30313.60","10305.64","355.65"," "]
[" "," ","","梯步 ",""," "," "," "," "," "," "," "]
["本页小计","","","","","","","","9130.39","3110.68","157.17",""]
[]
["表-08 ","","","","","","","","","","",""]
["分部分项工程清单与计价表","","","","","","","","","","",""]
["工程名称：","","凉山州第二民族中学建设项目\\总平、景观绿化工程【围墙、铺装工程】","","","","标段：","","","第46页共49页","",""]
["序号"," 项目编码 ","","项目名称","项目特征描述","计量\r\n单位","工程量","金额（元）","","","",""]
["","","","","","","","综合单价","合价","其中","",""]
["","","","","","","","","","定额人工费","定额机械费","暂估价"]
["193","040204001182","","素土夯实","1.部位 \r\n2.范围","㎡","70.87","1.80","127.57","75.12","8.50",""]
["194","010201001239","","150厚连砂石垫层","1.150厚连砂石垫层","m³ ","10.63","174.45","1854.40","652.79","19.56",""]
["195","010507004221","","台阶C25混凝土","1. 踏步高、宽 \r\n2.混凝土种类 \r\n3.混凝土强度等级","m³ ","17.3","508.04","8789.09","983.33","11.07",""]
["196","010401012223","","零星砖砌体","1.零星砌砖名称、部位 \r\n2.砖品种、规格、强度等级 \r\n3.砂浆强度等级、配合比","m³ ","2.57","625.93","1608.64","533.33","",""]
["197","010515001224","","现浇构件钢筋 直径φ12","钢筋种类、规格","t","0.186","5760.42","1071.44","174.74","20.41",""]
["198","011107001225","","600*300/350*50厚芝麻灰烧面（踏面）","1.部位：台阶\r\n1.结合层材料种类、厚度：30厚1:3水泥砂浆找平结合层\r\n2.面层材料品种、规格、颜色：600*300/350*50厚芝麻灰烧面（踏面），倒斜边\r\n3.酸洗、打蜡要求：表面草酸处理后打蜡上光,石材六面防腐","㎡","202.64","495.87","100483.10","22302.56","611.97",""]
["本页小计","","","","","","","","113934.24","24721.87","671.51",""]
[]
["表-08 ","","","","","","","","","","",""]
["分部分项工程清单与计价表","","","","","","","","","","",""]
["工程名称：","","凉山州第二民族中学建设项目\\总平、景观绿化工程【围墙、铺装工程】","","","","标段：","","","第47页共49页","",""]
["序号"," 项目编码 ","","项目名称","项目特征描述","计量\r\n单位","工程量","金额（元）","","","",""]
["","","","","","","","综合单价","合价","其中","",""]
["","","","","","","","","","定额人工费","定额机械费","暂估价"]
["199","011107001226","","600*100*20厚芝麻灰烧面(踢面）","1.部位：台阶\r\n1.结合层材料种类、厚度：30厚1:3水泥砂浆找平结合层\r\n2.面层材料品种、规格、颜色：600*100*20厚芝麻灰烧面(踢面）\r\n3.酸洗、打蜡要求：表面草酸处理后打蜡上光,石材六面防腐","㎡","58.5","273.15","15979.28","3953.43","",""]
[" "," ","","分部小计 ",""," "," "," ","129913.52","28675.30","671.51"," "]
[" "," ","","图书馆梯步侧面 ",""," "," "," "," "," "," "," "]
["200","011201001231","","墙面一般抹灰","1.墙体类型 \r\n2.底层厚度、砂浆配合比 \r\n3.面层厚度、砂浆配合比 \r\n4.装饰面材料种类 \r\n5.分格缝宽度、材料种类","㎡","50","29.13","1456.50","792.50","",""]
["201","011406001232","","真石漆","1.基层类型 \r\n2.腻子种类 \r\n3.刮腻子遍数 \r\n4.防护材料种类 \r\n5.油漆品种、刷漆遍数 \r\n6.部位","㎡","50","64.34","3217.00","1094.50","18.00",""]
["本页小计","","","","","","","","20652.78","5840.43","18.00",""]
[]
["表-08 ","","","","","","","","","","",""]
["分部分项工程清单与计价表","","","","","","","","","","",""]
["工程名称：","","凉山州第二民族中学建设项目\\总平、景观绿化工程【围墙、铺装工程】","","","","标段：","","","第48页共49页","",""]
["序号"," 项目编码 ","","项目名称","项目特征描述","计量\r\n单位","工程量","金额（元）","","","",""]
["","","","","","","","综合单价","合价","其中","",""]
["","","","","","","","","","定额人工费","定额机械费","暂估价"]
["202","011206001033","","600*300*50厚芝麻黑花岗岩烧面压顶","1.结合层材料种类、厚度：20厚1:2.5水泥砂浆\r\n2.面层材料品种、规格、颜色：600x300x50厚芝麻黑花岗岩烧面压顶，, 倒R20的圆角\r\n3.酸洗、打蜡要求：表面草酸处理后打蜡上光,石材六面防腐","㎡","18","513.96","9251.28","3405.06","136.08",""]
["203","011204001201","","600x400x20厚芝麻灰花岗岩","1.结合层材料种类、厚度：25厚1：2.5水泥砂浆找平层，内掺5%放水粉浆\r\n2.面层材料品种、规格、颜色：600x400x20厚芝麻灰花岗岩\r\n3.酸洗、打蜡要求：表面草酸处理后打蜡上光,石材六面防腐","㎡","20","228.02","4560.40","1561.20","",""]
[" "," ","","分部小计 ",""," "," "," ","18485.18","6853.26","154.08"," "]
[" "," ","","散水沟盖板 ",""," "," "," "," "," "," "," "]
["本页小计","","","","","","","","13811.68","4966.26","136.08",""]
[]
["表-08 ","","","","","","","","","","",""]
["分部分项工程清单与计价表","","","","","","","","","","",""]
["工程名称：","","凉山州第二民族中学建设项目\\总平、景观绿化工程【围墙、铺装工程】","","","","标段：","","","第49页共49页","",""]
["序号"," 项目编码 ","","项目名称","项目特征描述","计量\r\n单位","工程量","金额（元）","","","",""]
["","","","","","","","综合单价","合价","其中","",""]
["","","","","","","","","","定额人工费","定额机械费","暂估价"]
["204","011102001234","","600*500*50厚芝麻灰花岗岩烧面（开孔）","1.结合层材料种类、厚度：20厚1:2.5水泥砂浆\r\n2.面层材料品种、规格、颜色：600x300x50厚芝麻黑花岗岩烧面（开孔）\r\n3.酸洗、打蜡要求：表面草酸处理后打蜡上光,石材六面防腐","㎡","810","375.63","304260.30","30107.70","",""]
[" "," ","","分部小计 ",""," "," "," ","304260.30","30107.70"," "," "]
["","","","","","","","","","","",""]
["","","","","","","","","","","",""]
["","","","","","","","","","","",""]
["","","","","","","","","","","",""]
["","","","","","","","","","","",""]
["","","","","","","","","","","",""]
["","","","","","","","","","","",""]
["","","","","","","","","","","",""]
["","","","","","","","","","","",""]
["","","","","","","","","","","",""]
["","","","","","","","","","","",""]
["本页小计","","","","","","","","304260.30","30107.70","",""]
["合    计","","","","","","","","13029848.09","1939114.53","243436.92",""]
["表-08 ","","","","","","","","","","",""]

{"sheet":"F.1.2 单价措施项目清单计价表(表-08)【总平、景观绿~","index":4,"n_rows":47,"n_cols":14,"rows_kept":47,"merged":[[0,0,0,13],[1,0,1,1],[1,2,1,7],[1,8,1,10],[1,11,1,13],[2,0,4,0],[2,1,4,2],[2,3,4,3],[2,4,4,4],[2,5,4,5],[2,6,4,6],[2,7,2,13],[3,7,4,8],[3,9,4,9],[3,10,3,13],[4,1,4,2],[4,7,4,8],[4,10,4,11],[5,1,5,2],[5,7,5,8],[5,10,5,11],[6,1,6,2],[6,7,6,8],[6,10,6,11],[7,1,7,2],[7,7,7,8],[7,10,7,11],[8,0,8,8],[8,10,8,11],[10,0,10,13],[11,0,11,13],[12,0,12,1],[12,2,12,7],[12,8,12,10],[12,11,12,13],[13,0,15,0],[13,1,15,2],[13,3,15,3],[13,4,15,4],[13,5,15,5],[13,6,15,6],[13,7,13,13],[14,7,15,8],[14,9,15,9],[14,10,14,13],[15,1,15,2],[15,7,15,8],[15,10,15,11],[16,1,16,2],[16,7,16,8],[16,10,16,11],[17,1,17,2],[17,7,17,8],[17,10,17,11],[18,1,18,2],[18,7,18,8],[18,10,18,11],[19,1,19,2],[19,7,19,8],[19,10,19,11],[20,1,20,2],[20,7,20,8],[20,10,20,11],[21,1,21,2],[21,7,21,8],[21,10,21,11],[22,1,22,2],[22,7,22,8],[22,10,22,11],[23,0,23,8],[23,10,23,11],[25,0,25,13],[26,0,26,13],[27,0,27,1],[27,2,27,7],[27,8,27,10],[27,11,27,13],[28,0,30,0],[28,1,30,2],[28,3,30,3],[28,4,30,4],[28,5,30,5],[28,6,30,6],[28,7,28,13],[29,7,30,8],[29,9,30,9],[29,10,29,13],[30,1,30,2],[30,7,30,8],[30,10,30,11],[31,1,31,2],[31,7,31,8],[31,10,31,11],[32,1,32,2],[32,7,32,8],[32,10,32,11],[33,1,33,2],[33,7,33,8],[33,10,33,11],[34,1,34,2],[34,7,34,8],[34,10,34,11],[35,1,35,2],[35,7,35,8],[35,10,35,11],[36,1,36,2],[36,7,36,8],[36,10,36,11],[37,1,37,2],[37,7,37,8],[37,10,37,11],[38,1,38,2],[38,7,38,8],[38,10,38,11],[39,1,39,2],[39,7,39,8],[39,10,39,11],[40,1,40,2],[40,7,40,8],[40,10,40,11],[41,1,41,2],[41,7,41,8],[41,10,41,11],[42,1,42,2],[42,7,42,8],[42,10,42,11],[43,0,43,8],[43,10,43,11],[44,0,44,8],[44,10,44,11],[46,0,46,13]],"flags":["formulas_cached_only"]}
["单价措施项目清单与计价表","","","","","","","","","","","","",""]
["工程名称：","","凉山州第二民族中学建设项目\\总平、景观绿化工程【围墙、铺装工程】","","","","","","标段：","","","第1页共3页","",""]
["序号"," 项目编码 ","","项目名称","项目特征描述","计量\r\n单位","工程量","金额（元）","","","","","",""]
["","","","","","","","综合单价","","合价","其中","","",""]
["","","","","","","","","","","定额人工费","","定额机械费","暂估价"]
[" "," ","","混凝土模板及支架（撑 ）"," "," "," "," ",""," "," ",""," "," "]
["1","011702001130","","围墙基础垫层模板安拆","1.使用部位：围墙基础垫层；\r\n2.支模高度：各种高度综合；\r\n3.模版类型：木模、组合钢模板、竹胶板等综合；\r\n4.支架材料：钢管、竹、木支架等综合；","㎡","263.03","38.35","","10087.20","4203.22","","57.87",""]
["2","011702001131","","围墙基础模板安拆","1.使用部位：围墙基础；\r\n2.支模高度：各种高度综合；\r\n3.模版类型：木模、组合钢模板、竹胶板等综合；\r\n4.支架材料：钢管、竹、木支架等综合；","㎡","789.1","45.19","","35659.43","14306.38","","291.97",""]
["本页小计","","","","","","","","","45746.63","18509.60","","349.84",""]
[]
["表-08 ","","","","","","","","","","","","",""]
["单价措施项目清单与计价表","","","","","","","","","","","","",""]
["工程名称：","","凉山州第二民族中学建设项目\\总平、景观绿化工程【围墙、铺装工程】","","","","","","标段：","","","第2页共3页","",""]
["序号"," 项目编码 ","","项目名称","项目特征描述","计量\r\n单位","工程量","金额（元）","","","","","",""]
["","","","","","","","综合单价","","合价","其中","","",""]
["","","","","","","","","","","定额人工费","","定额机械费","暂估价"]
["3","011702028","","围墙压顶模板安拆","1.使用部位：围墙压顶；\r\n2.支模高度：各种高度综合；\r\n3.模版类型：木模、组合钢模板、竹胶板等综合；\r\n4.支架材料：钢管、竹、木支架等综合；","㎡","233.8","55.20","","12905.76","6546.40","","",""]
["4","011702001","","垫层模板安拆","基础类型","㎡","4867","38.35","","186649.45","77774.66","","1070.74",""]
["5","011702001","","基础模板安拆","基础类型","㎡","525","38.35","","20133.75","8389.50","","115.50",""]
["6","011702027","","台阶","台阶踏步宽","㎡","180","87.48","","15746.40","5074.20","","14.40",""]
[" "," ","","小计"," "," "," "," ","","281181.99","116294.36","","1550.48"," "]
[" "," ","","大型机械设备进出场及安拆"," "," "," "," ",""," "," ",""," "," "]
["7","041106001001","","大型机械设备进出场及安拆","1.机械设备名称：装载机、挖机、压路机、塔吊\r\n2.机械设备规格型号：详见大型机械进出场台班","项","1","869262.38","","869262.38","211095.00","","226890.26",""]
["本页小计","","","","","","","","","1104697.74","308879.76","","228090.9",""]
[]
["表-08 ","","","","","","","","","","","","",""]
["单价措施项目清单与计价表","","","","","","","","","","","","",""]
["工程名称：","","凉山州第二民族中学建设项目\\总平、景观绿化工程【围墙、铺装工程】","","","","","","标段：","","","第3页共3页","",""]
["序号"," 项目编码 ","","项目名称","项目特征描述","计量\r\n单位","工程量","金额（元）","","","","","",""]
["","","","","","","","综合单价","","合价","其中","","",""]
["","","","","","","","","","","定额人工费","","定额机械费","暂估价"]
[" "," ","","小计"," "," "," "," ","","869262.38","211095.00","","226890.26"," "]
["","","","","","","","","","","","","",""]
["","","","","","","","","","","","","",""]
["","","","","","","","","","","","","",""]
["","","","","","","","","","","","","",""]
["","","","","","","","","","","","","",""]
["","","","","","","","","","","","","",""]
["","","","","","","","","","","","","",""]
["","","","","","","","","","","","","",""]
["","","","","","","","","","","","","",""]
["","","","","","","","","","","","","",""]
["","","","","","","","","","","","","",""]
["本页小计","","","","","","","","","","","","",""]
["合    计","","","","","","","","","1150444.37","327389.36","","228440.74"," "]
[]
["表-08 ","","","","","","","","","","","","",""]

{"sheet":"F.1.1 分部分项工程清单计价表(表-08)【总平、景观~1","index":5,"n_rows":171,"n_cols":12,"rows_kept":171,"merged":[[0,0,0,11],[1,0,1,1],[1,2,1,5],[1,6,1,8],[1,9,1,11],[2,0,4,0],[2,1,4,2],[2,3,4,3],[2,4,4,4],[2,5,4,5],[2,6,4,6],[2,7,2,11],[3,7,4,7],[3,8,4,8],[3,9,3,11],[4,1,4,2],[5,1,5,2],[5,3,5,4],[6,1,6,2],[7,1,7,2],[8,1,8,2],[9,1,9,2],[10,1,10,2],[10,3,10,4],[11,1,11,2],[11,3,11,4],[12,1,12,2],[13,0,13,7],[15,0,15,11],[16,0,16,11],[17,0,17,1],[17,2,17,5],[17,6,17,8],[17,9,17,11],[18,0,20,0],[18,1,20,2],[18,3,20,3],[18,4,20,4],[18,5,20,5],[18,6,20,6],[18,7,18,11],[19,7,20,7],[19,8,20,8],[19,9,19,11],[20,1,20,2],[21,1,21,2],[22,1,22,2],[22,3,22,4],[23,1,23,2],[23,3,23,4],[24,1,24,2],[25,1,25,2],[26,1,26,2],[27,1,27,2],[28,1,28,2],[29,0,29,7],[31,0,31,11],[32,0,32,11],[33,0,33,1],[33,2,33,5],[33,6,33,8],[33,9,33,11],[34,0,36,0],[34,1,36,2],[34,3,36,3],[34,4,36,4],[34,5,36,5],[34,6,36,6],[34,7,34,11],[35,7,36,7],[35,8,36,8],[35,9,35,11],[36,1,36,2],[37,1,37,2],[38,1,38,2],[39,1,39,2],[40,1,40,2],[41,1,41,2],[42,1,42,2],[42,3,42,4],[43,1,43,2],[43,3,43,4],[44,1,44,2],[45,1,45,2],[46,0,46,7],[48,0,48,11],[49,0,49,11],[50,0,50,1],[50,2,50,5],[50,6,50,8],[50,9,50,11],[51,0,53,0],[51,1,53,2],[51,3,53,3],[51,4,53,4],[51,5,53,5],[51,6,53,6],[51,7,51,11],[52,7,53,7],[52,8,53,8],[52,9,52,11],[53,1,53,2],[54,1,54,2],[55,1,55,2],[55,3,55,4],[56,1,56,2],[56,3,56,4],[57,1,57,2],[58,1,58,2],[59,0,59,7],[61,0,61,11],[62,0,62,11],[63,0,63,1],[63,2,63,5],[63,6,63,8],[63,9,63,11],[64,0,66,0],[64,1,66,2],[64,3,66,3],[64,4,66,4],[64,5,66,5],[64,6,66,6],[64,7,64,11],[65,7,66,7],[65,8,66,8],[65,9,65,11],[66,1,66,2],[67,1,67,2],[68,1,68,2],[69,0,69,7],[71,0,71,11],[72,0,72,11],[73,0,73,1],[73,2,73,5],[73,6,73,8],[73,9,73,11],[74,0,76,0],[74,1,76,2],[74,3,76,3],[74,4,76,4],[74,5,76,5],[74,6,76,6],[74,7,74,11],[75,7,76,7],[75,8,76,8],[75,9,75,11],[76,1,76,2],[77,1,77,2],[78,1,78,2],[79,0,79,7],[81,0,81,11],[82,0,82,11],[83,0,83,1],[83,2,83,5],[83,6,83,8],[83,9,83,11],[84,0,86,0],[84,1,86,2],[84,3,86,3],[84,4,86,4],[84,5,86,5],[84,6,86,6],[84,7,84,11],[85,7,86,7],[85,8,86,8],[85,9,85,11],[86,1,86,2],[87,1,87,2],[88,1,88,2],[89,0,89,7],[91,0,91,11],[92,0,92,11],[93,0,93,1],[93,2,93,5],[93,6,93,8],[93,9,93,11],[94,0,96,0],[94,1,96,2],[94,3,96,3],[94,4,96,4],[94,5,96,5],[94,6,96,6],[94,7,94,11],[95,7,96,7],[95,8,96,8],[95,9,95,11],[96,1,96,2],[97,1,97,2],[98,1,98,2],[99,0,99,7],[101,0,101,11],[102,0,102,11],[103,0,103,1],[103,2,103,5],[103,6,103,8],[103,9,103,11],[104,0,106,0],[104,1,106,2],[104,3,106,3],[104,4,106,4],[104,5,106,5],[104,6,106,6],[104,7,104,11],[105,7,106,7],[105,8,106,8],[105,9,105,11],[106,1,106,2],[107,1,107,2],[108,1,108,2],[109,0,109,7],[111,0,111,11],[112,0,112,11],[113,0,113,1],[113,2,113,5],[113,6,113,8],[113,9,113,11],[114,0,116,0],[114,1,116,2],[114,3,116,3],[114,4,116,4],[114,5,116,5],[114,6,116,6],[114,7,114,11],[115,7,116,7],[115,8,116,8],[115,9,115,11],[116,1,116,2],[117,1,117,2],[118,1,118,2],[119,0,119,7],[121,0,121,11],[122,0,122,11],[123,0,123,1],[123,2,123,5],[123,6,123,8],[123,9,123,11],[124,0,126,0],[124,1,126,2],[124,3,126,3],[124,4,126,4],[124,5,126,5],[124,6,126,6],[124,7,124,11],[125,7,126,7],[125,8,126,8],[125,9,125,11],[126,1,126,2],[127,1,127,2],[128,1,128,2],[129,0,129,7],[131,0,131,11],[132,0,132,11],[133,0,133,1],[133,2,133,5],[133,6,133,8],[133,9,133,11],[134,0,136,0],[134,1,136,2],[134,3,136,3],[134,4,136,4],[134,5,136,5],[134,6,136,6],[134,7,134,11],[135,7,136,7],[135,8,136,8],[135,9,135,11],[136,1,136,2],[137,1,137,2],[138,1,138,2],[139,1,139,2],[139,3,139,4],[140,1,140,2],[140,3,140,4],[141,1,141,2],[142,0,142,7],[144,0,144,11],[145,0,145,11],[146,0,146,1],[146,2,146,5],[146,6,146,8],[146,9,146,11],[147,0,149,0],[147,1,149,2],[147,3,149,3],[147,4,149,4],[147,5,149,5],[147,6,149,6],[147,7,147,11],[148,7,149,7],[148,8,149,8],[148,9,148,11],[149,1,149,2],[150,1,150,2],[150,3,150,4],[151,1,151,2],[152,1,152,2],[153,1,153,2],[154,1,154,2],[155,1,155,2],[156,1,156,2],[157,1,157,2],[158,1,158,2],[159,1,159,2],[160,1,160,2],[161,1,161,2],[162,1,162,2],[163,1,163,2],[164,1,164,2],[165,1,165,2],[166,1,166,2],[167,0,167,7],[168,0,168,7],[170,0,170,11]],"flags":["formulas_cached_only"]}
["分部分项工程清单与计价表","","","","","","","","","","",""]
["工程名称：","","凉山州第二民族中学建设项目\\总平、景观绿化工程【水景池】","","","","标段：","","","第1页共13页","",""]
["序号"," 项目编码 ","","项目名称","项目特征描述","计量\r\n单位","工程量","金额（元）","","","",""]
["","","","","","","","综合单价","合价","其中","",""]
["","","","","","","","","","定额人工费","定额机械费","暂估价"]
[" "," ","","0101 土石方工程 ",""," "," "," "," "," "," "," "]
["1","040204001017","","素土夯实","1.素土夯实","㎡","1226.44","1.80","2207.59","1300.03","147.17",""]
["2","010101004002","","挖基坑土方","1.土壤类别 ：综合土壤\r\n2.挖土深度：4m以内 \r\n3.弃土运距：场内运输1km堆放\r\n4.其他未尽事宜应满足设计及现行国家规范要求","m³ ","1505.13","18.72","28176.03","14103.07","8007.29",""]
["3","010103001003","","回填方","1.土质要求：一般土壤\r\n2.密实度要求：按规范要求，夯填\r\n3.运距：场内运输1km","m³ ","99.42","13.92","1383.93","336.04","744.66",""]
["4","010103001190","","黏土回填","1.密实度要求 \r\n2.填方材料品种 \r\n3.填方粒径要求 \r\n4.填方来源、运距","m³ ","170.23","18.06","3074.35","270.67","752.42",""]
[" "," ","","分部小计 ",""," "," "," ","34841.90","16009.81","9651.54"," "]
[" "," ","","0104 砌筑工程 ",""," "," "," "," "," "," "," "]
["5","040103001038","","150厚连砂石垫层","1.厚度：150厚连砂石垫层\r\n2.其它：详设计","m³ ","47.59","116.15","5527.58","844.72","233.19",""]
["本页小计","","","","","","","","40369.48","16854.53","9884.73",""]
[]
["表-08 ","","","","","","","","","","",""]
["分部分项工程清单与计价表","","","","","","","","","","",""]
["工程名称：","","凉山州第二民族中学建设项目\\总平、景观绿化工程【水景池】","","","","标段：","","","第2页共13页","",""]
["序号"," 项目编码 ","","项目名称","项目特征描述","计量\r\n单位","工程量","金额（元）","","","",""]
["","","","","","","","综合单价","合价","其中","",""]
["","","","","","","","","","定额人工费","定额机械费","暂估价"]
["6","010401012191","","零星砌砖","1.名称、部位：树池、梯步砌砖\r\n2.砖品种、规格、强度等级：MU10页岩砖、240mm×115mm×53mm\r\n3.勾缝要求：不勾缝\r\n4.砂浆强度等级：M7.5水泥砂浆","m³ ","32.66","627.82","20504.60","6777.60","",""]
[" "," ","","分部小计 ",""," "," "," ","26032.18","7622.32","233.19"," "]
[" "," ","","0105 混凝土及钢筋混凝土工程 ",""," "," "," "," "," "," "," "]
["7","010501001006","","垫层 C15","1.混凝土种类：商品砼 \r\n2.混凝土强度等级：C15","m³ ","6.69","456.77","3055.79","274.89","1.67",""]
["8","010501001185","","垫层 C20","1.混凝土种类：商品砼 \r\n2.混凝土强度等级：C20","m³ ","60.17","470.17","28290.13","2472.39","15.04",""]
["9","010504004184","","挡土墙 C25","1.混凝土种类：商品砼 \r\n2.混凝土强度等级：C25","m³ ","49.25","488.99","24082.76","2277.81","19.70",""]
["10","010502001187","","矩形柱 C25","1.混凝土种类：商品砼 \r\n2.混凝土强度等级：C25","m³ ","3.6","484.31","1743.52","154.98","1.44",""]
["11","010503002188","","矩形梁 C25","1.混凝土种类：商品砼 \r\n2.混凝土强度等级：C25","m³ ","1.06","470.36","498.58","35.50","0.42",""]
["本页小计","","","","","","","","78175.38","11993.17","38.27",""]
[]
["表-08 ","","","","","","","","","","",""]
["分部分项工程清单与计价表","","","","","","","","","","",""]
["工程名称：","","凉山州第二民族中学建设项目\\总平、景观绿化工程【水景池】","","","","标段：","","","第3页共13页","",""]
["序号"," 项目编码 ","","项目名称","项目特征描述","计量\r\n单位","工程量","金额（元）","","","",""]
["","","","","","","","综合单价","合价","其中","",""]
["","","","","","","","","","定额人工费","定额机械费","暂估价"]
["12","070101001208","","池底板 C25 P6","1.池形状、池深：详设计 \r\n2.垫层材料种类、厚度：另计 \r\n3.混凝土强度等级：C25 P6 \r\n4.混凝土种类：商品砼","m³ ","75.89","508.00","38552.12","2937.70","48.57",""]
["13","070101002209","","池壁 C25 P6","1.池形状、池深：详设计 \r\n2.混凝土强度等级：C25 P6\r\n3.混凝土种类：商品砼 \r\n4.壁厚：150mm","m³ ","29.42","533.31","15689.98","1627.81","18.83",""]
["14","010505001189","","有梁板 C25","1.混凝土种类：商品砼 \r\n2.混凝土强度等级：C25","m³ ","3.92","485.38","1902.69","131.91","1.57",""]
["15","010515001198","","现浇构件钢筋 直径≤φ10","现浇构件钢筋 直径≤φ10","t","9.279","6140.78","56980.30","12009.53","246.36",""]
["16","010515001199","","现浇构件钢筋 直径φ12～16","现浇构件钢筋 直径φ12～16","t","9.833","6078.20","59766.94","10071.84","1107.98",""]
[" "," ","","分部小计 ",""," "," "," ","230562.81","31994.36","1461.58"," "]
[" "," ","","0109 屋面及防水工程 ",""," "," "," "," "," "," "," "]
["17","010903001192","","聚乙烯丙纶防水卷材，400g/㎡","1.防水品种：聚乙烯丙纶防水卷材，400g/㎡","㎡","1410.89","24.05","33931.90","14786.13","",""]
["18","011201004194","","池壁20厚1：2.5水泥砂浆找平层/保护层","1.池壁20厚1：2.5水泥砂浆找平层/保护层","㎡","1410.89","20.73","29247.75","12683.90","",""]
["本页小计","","","","","","","","236071.68","54248.82","1423.31",""]
[]
["表-08 ","","","","","","","","","","",""]
["分部分项工程清单与计价表","","","","","","","","","","",""]
["工程名称：","","凉山州第二民族中学建设项目\\总平、景观绿化工程【水景池】","","","","标段：","","","第4页共13页","",""]
["序号"," 项目编码 ","","项目名称","项目特征描述","计量\r\n单位","工程量","金额（元）","","","",""]
["","","","","","","","综合单价","合价","其中","",""]
["","","","","","","","","","定额人工费","定额机械费","暂估价"]
["19","011101006195","","池底20厚1：2.5水泥砂浆找平层/保护层","池底20厚1：2.5水泥砂浆找平层/保护层","㎡","1410.89","16.96","23928.69","9382.42","",""]
[" "," ","","分部小计 ",""," "," "," ","87108.34","36852.45"," "," "]
[" "," ","","0111 装饰工程 ",""," "," "," "," "," "," "," "]
["20","011102001009","","50芝麻黑花岗石烧面","1.结合层材料种类、厚度：20厚1：2.5水泥砂浆找平层\r\n2.面层材料品种、规格、颜色：50芝麻黑花岗石烧面\r\n3.酸洗、打蜡要求：表面草酸处理后打蜡上光,石材六面防腐","㎡","2","310.07","620.14","79.42","",""]
["21","011204001210","","20芝麻黑烧面花岗石立面","1.结合层材料种类、厚度：20厚1：2.5水泥砂浆找平层\r\n2.面层材料品种、规格、颜色：20芝麻黑烧面花岗石立面\r\n3.酸洗、打蜡要求：表面草酸处理后打蜡上光,石材六面防腐","㎡","10.59","257.09","2722.58","816.17","",""]
["本页小计","","","","","","","","27271.41","10278.01","",""]
[]
["表-08 ","","","","","","","","","","",""]
["分部分项工程清单与计价表","","","","","","","","","","",""]
["工程名称：","","凉山州第二民族中学建设项目\\总平、景观绿化工程【水景池】","","","","标段：","","","第5页共13页","",""]
["序号"," 项目编码 ","","项目名称","项目特征描述","计量\r\n单位","工程量","金额（元）","","","",""]
["","","","","","","","综合单价","合价","其中","",""]
["","","","","","","","","","定额人工费","定额机械费","暂估价"]
["22","011102001011","","300X300X50厚烧面芝麻黑","1.结合层材料种类、厚度：20厚1：2.5水泥砂浆找平层\r\n2.面层材料品种、规格、颜色：300X300X50厚烧面芝麻黑\r\n3.酸洗、打蜡要求：表面草酸处理后打蜡上光,石材六面防腐","㎡","24.83","310.01","7697.55","985.75","",""]
["23","011204001212","","15厚芝麻灰花岗岩烧面立面","1.结合层材料种类、厚度：20厚1：2.5水泥砂浆找平层\r\n2.面层材料品种、规格、颜色：15厚芝麻灰花岗岩烧面立面\r\n3.酸洗、打蜡要求：表面草酸处理后打蜡上光,石材六面防腐","㎡","22.95","300.20","6889.59","2338.61","",""]
["本页小计","","","","","","","","14587.14","3324.36","",""]
[]
["表-08 ","","","","","","","","","","",""]
["分部分项工程清单与计价表","","","","","","","","","","",""]
["工程名称：","","凉山州第二民族中学建设项目\\总平、景观绿化工程【水景池】","","","","标段：","","","第6页共13页","",""]
["序号"," 项目编码 ","","项目名称","项目特征描述","计量\r\n单位","工程量","金额（元）","","","",""]
["","","","","","","","综合单价","合价","其中","",""]
["","","","","","","","","","定额人工费","定额机械费","暂估价"]
["24","011204001211","","20厚芝麻灰花岗岩烧面立面","1.结合层材料种类、厚度：20厚1：2.5水泥砂浆找平层\r\n2.面层材料品种、规格、颜色：20厚芝麻灰花岗岩烧面立面\r\n3.酸洗、打蜡要求：表面草酸处理后打蜡上光,石材六面防腐","㎡","99.79","249.95","24942.51","7690.82","",""]
["25","011204001202","","30芝麻灰花岗石烧面（立面）","1.结合层材料种类、厚度：20厚1：2.5水泥砂浆找平层\r\n2.面层材料品种、规格、颜色：30芝麻灰花岗石烧面（立面）\r\n3.酸洗、打蜡要求：表面草酸处理后打蜡上光,石材六面防腐","㎡","71.08","268.93","19115.54","5590.44","",""]
["本页小计","","","","","","","","44058.05","13281.26","",""]
[]
["表-08 ","","","","","","","","","","",""]
["分部分项工程清单与计价表","","","","","","","","","","",""]
["工程名称：","","凉山州第二民族中学建设项目\\总平、景观绿化工程【水景池】","","","","标段：","","","第7页共13页","",""]
["序号"," 项目编码 ","","项目名称","项目特征描述","计量\r\n单位","工程量","金额（元）","","","",""]
["","","","","","","","综合单价","合价","其中","",""]
["","","","","","","","","","定额人工费","定额机械费","暂估价"]
["26","011107001203","","50厚芝麻黑花岗石烧面踏面","1.结合层材料种类、厚度：20厚1：2.5水泥砂浆找平层\r\n2.面层材料品种、规格、颜色：50厚芝麻黑花岗石烧面踏面\r\n3.酸洗、打蜡要求：表面草酸处理后打蜡上光,石材六面防腐","㎡","3","525.97","1577.91","300.84","9.06",""]
["27","011107001204","","20厚芝麻灰花岗石烧面踢面","1.结合层材料种类、厚度：20厚1：2.5水泥砂浆找平层\r\n2.面层材料品种、规格、颜色：20厚芝麻灰花岗石烧面踢面\r\n3.酸洗、打蜡要求：表面草酸处理后打蜡上光,石材六面防腐","㎡","0.9","294.79","265.31","51.99","",""]
["本页小计","","","","","","","","1843.22","352.83","9.06",""]
[]
["表-08 ","","","","","","","","","","",""]
["分部分项工程清单与计价表","","","","","","","","","","",""]
["工程名称：","","凉山州第二民族中学建设项目\\总平、景观绿化工程【水景池】","","","","标段：","","","第8页共13页","",""]
["序号"," 项目编码 ","","项目名称","项目特征描述","计量\r\n单位","工程量","金额（元）","","","",""]
["","","","","","","","综合单价","合价","其中","",""]
["","","","","","","","","","定额人工费","定额机械费","暂估价"]
["28","011102001205","","LX200X80厚芝麻灰花岗石烧面","1.结合层材料种类、厚度：20厚1：2.5水泥砂浆找平层\r\n2.面层材料品种、规格、颜色：LX200X80厚芝麻灰花岗石烧面\r\n3.酸洗、打蜡要求：表面草酸处理后打蜡上光,石材六面防腐","㎡","12","997.54","11970.48","4178.88","272.16",""]
["29","011205001206","","60*60*50厚芝麻灰花岗石烧面定制","1.结合层材料种类、厚度：20厚1：2.5水泥砂浆找平层\r\n2.面层材料品种、规格、颜色：60*60*50厚芝麻灰花岗石烧面定制\r\n3.酸洗、打蜡要求：表面草酸处理后打蜡上光,石材六面防腐","块","244","31.91","7786.04","75.64","",""]
["本页小计","","","","","","","","19756.52","4254.52","272.16",""]
[]
["表-08 ","","","","","","","","","","",""]
["分部分项工程清单与计价表","","","","","","","","","","",""]
["工程名称：","","凉山州第二民族中学建设项目\\总平、景观绿化工程【水景池】","","","","标段：","","","第9页共13页","",""]
["序号"," 项目编码 ","","项目名称","项目特征描述","计量\r\n单位","工程量","金额（元）","","","",""]
["","","","","","","","综合单价","合价","其中","",""]
["","","","","","","","","","定额人工费","定额机械费","暂估价"]
["30","011205001207","","LX120X80厚芝麻灰花岗石烧面,∅6钢销固定 ","1.结合层材料种类、厚度：20厚1：2.5水泥砂浆找平层\r\n2.面层材料品种、规格、颜色：LX120X80厚芝麻灰花岗石烧面,∅6钢销固定\r\n3.酸洗、打蜡要求：表面草酸处理后打蜡上光,石材六面防腐 ","㎡","1","636.25","636.25","102.72","0.35",""]
["31","011102001213","","600x600x20厚中国黑花岗岩光面","1.结合层材料种类、厚度：20厚1：2.5水泥砂浆找平层\r\n2.面层材料品种、规格、颜色：600x600x20厚中国黑花岗岩光面\r\n3.酸洗、打蜡要求：表面草酸处理后打蜡上光,石材六面防腐","㎡","470.19","248.13","116668.24","17476.96","",""]
["本页小计","","","","","","","","117304.49","17579.68","0.35",""]
[]
["表-08 ","","","","","","","","","","",""]
["分部分项工程清单与计价表","","","","","","","","","","",""]
["工程名称：","","凉山州第二民族中学建设项目\\总平、景观绿化工程【水景池】","","","","标段：","","","第10页共13页","",""]
["序号"," 项目编码 ","","项目名称","项目特征描述","计量\r\n单位","工程量","金额（元）","","","",""]
["","","","","","","","综合单价","合价","其中","",""]
["","","","","","","","","","定额人工费","定额机械费","暂估价"]
["32","011204001214","","20厚中国黑花岗岩光面立面","1.结合层材料种类、厚度：20厚1：2.5水泥砂浆找平层\r\n2.面层材料品种、规格、颜色：20厚中国黑花岗岩光面立面\r\n3.酸洗、打蜡要求：表面草酸处理后打蜡上光,石材六面防腐","㎡","121.5","305.55","37124.33","9364.01","",""]
["33","011108001215","","600x300x100厚中国黑花岗岩光面仿型","1.结合层材料种类、厚度：20厚1：2.5水泥砂浆找平层\r\n2.面层材料品种、规格、颜色：600x300x100厚中国黑花岗岩光面\r\n3.酸洗、打蜡要求：表面草酸处理后打蜡上光,石材六面防腐","㎡","35.52","1141.66","40551.76","2289.26","",""]
["本页小计","","","","","","","","77676.09","11653.27","",""]
[]
["表-08 ","","","","","","","","","","",""]
["分部分项工程清单与计价表","","","","","","","","","","",""]
["工程名称：","","凉山州第二民族中学建设项目\\总平、景观绿化工程【水景池】","","","","标段：","","","第11页共13页","",""]
["序号"," 项目编码 ","","项目名称","项目特征描述","计量\r\n单位","工程量","金额（元）","","","",""]
["","","","","","","","综合单价","合价","其中","",""]
["","","","","","","","","","定额人工费","定额机械费","暂估价"]
["34","011108001216","","600x300x50厚中国黑花岗岩光面压顶","1.结合层材料种类、厚度：20厚1：2.5水泥砂浆找平层\r\n2.面层材料品种、规格、颜色：600x300x50厚中国黑花岗岩光面压顶\r\n3.酸洗、打蜡要求：表面草酸处理后打蜡上光,石材六面防腐","㎡","21.73","514.72","11184.87","3634.13","164.28",""]
["35","011204001217","","600x200x20厚中国黑花岗岩光面，填充部分阳刻5mm","1.结合层材料种类、厚度：20厚1：2.5水泥砂浆找平层\r\n2.面层材料品种、规格、颜色：600x200x20厚中国黑花岗岩光面，填充部分阳刻5mm\r\n3.酸洗、打蜡要求：表面草酸处理后打蜡上光,石材六面防腐","㎡","17.28","1043.51","18031.85","1331.77","",""]
["本页小计","","","","","","","","29216.72","4965.90","164.28",""]
[]
["表-08 ","","","","","","","","","","",""]
["分部分项工程清单与计价表","","","","","","","","","","",""]
["工程名称：","","凉山州第二民族中学建设项目\\总平、景观绿化工程【水景池】","","","","标段：","","","第12页共13页","",""]
["序号"," 项目编码 ","","项目名称","项目特征描述","计量\r\n单位","工程量","金额（元）","","","",""]
["","","","","","","","综合单价","合价","其中","",""]
["","","","","","","","","","定额人工费","定额机械费","暂估价"]
["36","011204001218","","600x600x30厚中国黑花岗岩光面，定制25宽边框，凸出10mm，浮雕阴刻10mm","1.结合层材料种类、厚度：20厚1：2.5水泥砂浆找平层\r\n2.面层材料品种、规格、颜色：600x600x30厚中国黑花岗岩光面，定制25宽边框，凸出10mm，浮雕阴刻10mm\r\n3.酸洗、打蜡要求：表面草酸处理后打蜡上光,石材六面防腐","㎡","6.76","1387.25","9377.81","520.99","",""]
["37","011204001219","","600x450x15厚仿石砖，仿云多拉灰大理石","1.结合层材料种类、厚度：20厚1：2.5水泥砂浆找平层\r\n2.面层材料品种、规格、颜色：600x450x15厚仿石砖，仿云多拉灰大理石\r\n3.酸洗、打蜡要求：表面草酸处理后打蜡上光,石材六面防腐","㎡"," "," ","","","",""]
[" "," ","","分部小计 ",""," "," "," ","317162.76","56828.40","445.85"," "]
[" "," ","","0112 景石 ",""," "," "," "," "," "," "," "]
["38","050202004201","","景石（当地自然卵石）","1.景石（当地自然卵石）","t","500","822.86","411430.00","103050.00","",""]
["本页小计","","","","","","","","420807.81","103570.99","",""]
[]
["表-08 ","","","","","","","","","","",""]
["分部分项工程清单与计价表","","","","","","","","","","",""]
["工程名称：","","凉山州第二民族中学建设项目\\总平、景观绿化工程【水景池】","","","","标段：","","","第13页共13页","",""]
["序号"," 项目编码 ","","项目名称","项目特征描述","计量\r\n单位","工程量","金额（元）","","","",""]
["","","","","","","","综合单价","合价","其中","",""]
["","","","","","","","","","定额人工费","定额机械费","暂估价"]
[" "," ","","分部小计 ",""," "," "," ","411430.00","103050.00"," "," "]
["","","","","","","","","","","",""]
["","","","","","","","","","","",""]
["","","","","","","","","","","",""]
["","","","","","","","","","","",""]
["","","","","","","","","","","",""]
["","","","","","","","","","","",""]
["","","","","","","","","","","",""]
["","","","","","","","","","","",""]
["","","","","","","","","","","",""]
["","","","","","","","","","","",""]
["","","","","","","","","","","",""]
["","","","","","","","","","","",""]
["","","","","","","","","","","",""]
["","","","","","","","","","","",""]
["","","","","","","","","","","",""]
["","","","","","","","","","","",""]
["本页小计","","","","","","","","","","",""]
["合    计","","","","","","","","1107137.99","252357.34","11792.16",""]
[]
["表-08 ","","","","","","","","","","",""]

{"sheet":"F.1.2 单价措施项目清单计价表(表-08)【总平、景观~1","index":6,"n_rows":29,"n_cols":14,"rows_kept":29,"merged":[[0,0,0,13],[1,0,1,1],[1,2,1,7],[1,8,1,10],[1,11,1,13],[2,0,4,0],[2,1,4,2],[2,3,4,3],[2,4,4,4],[2,5,4,5],[2,6,4,6],[2,7,2,13],[3,7,4,8],[3,9,4,9],[3,10,3,13],[4,1,4,2],[4,7,4,8],[4,10,4,11],[5,1,5,2],[5,7,5,8],[5,10,5,11],[6,1,6,2],[6,7,6,8],[6,10,6,11],[7,1,7,2],[7,7,7,8],[7,10,7,11],[8,0,8,8],[8,10,8,11],[10,0,10,13],[11,0,11,13],[12,0,12,1],[12,2,12,7],[12,8,12,10],[12,11,12,13],[13,0,15,0],[13,1,15,2],[13,3,15,3],[13,4,15,4],[13,5,15,5],[13,6,15,6],[13,7,13,13],[14,7,15,8],[14,9,15,9],[14,10,14,13],[15,1,15,2],[15,7,15,8],[15,10,15,11],[16,1,16,2],[16,7,16,8],[16,10,16,11],[17,1,17,2],[17,7,17,8],[17,10,17,11],[18,1,18,2],[18,7,18,8],[18,10,18,11],[19,1,19,2],[19,7,19,8],[19,10,19,11],[20,1,20,2],[20,7,20,8],[20,10,20,11],[21,1,21,2],[21,7,21,8],[21,10,21,11],[22,1,22,2],[22,7,22,8],[22,10,22,11],[23,1,23,2],[23,7,23,8],[23,10,23,11],[24,1,24,2],[24,7,24,8],[24,10,24,11],[25,0,25,8],[25,10,25,11],[26,0,26,8],[26,10,26,11],[28,0,28,13]],"flags":["formulas_cached_only"]}
["单价措施项目清单与计价表","","","","","","","","","","","","",""]
["工程名称：","","凉山州第二民族中学建设项目\\总平、景观绿化工程【水景池】","","","","","","标段：","","","第1页共2页","",""]
["序号"," 项目编码 ","","项目名称","项目特征描述","计量\r\n单位","工程量","金额（元）","","","","","",""]
["","","","","","","","综合单价","","合价","其中","","",""]
["","","","","","","","","","","定额人工费","","定额机械费","暂估价"]
[" "," ","","混凝土模板及支架（撑 ）"," "," "," "," ",""," "," ",""," "," "]
["1","011702001024","","C15砼垫层模板安拆","1.使用部位：100厚C15砼垫层；\r\n2.支模高度：各种高度综合；\r\n3.模版类型：木模、组合钢模板、竹胶板等综合；\r\n4.支架材料：钢管、竹、木支架等综合；\r\n","㎡","8.58","38.35","","329.04","137.11","","1.89",""]
["2","070302001025","","池底板模板安拆","1.使用部位：池底板；\r\n2.支模高度：各种高度综合；\r\n3.模版类型：木模、组合钢模板、竹胶板等综合；\r\n4.支架材料：钢管、竹、木支架等综合；\r\n","㎡","12.75","59.58","","759.65","337.24","","6.12",""]
["本页小计","","","","","","","","","1088.69","474.35","","8.01",""]
[]
["表-08 ","","","","","","","","","","","","",""]
["单价措施项目清单与计价表","","","","","","","","","","","","",""]
["工程名称：","","凉山州第二民族中学建设项目\\总平、景观绿化工程【水景池】","","","","","","标段：","","","第2页共2页","",""]
["序号"," 项目编码 ","","项目名称","项目特征描述","计量\r\n单位","工程量","金额（元）","","","","","",""]
["","","","","","","","综合单价","","合价","其中","","",""]
["","","","","","","","","","","定额人工费","","定额机械费","暂估价"]
["3","070302001026","","池壁模板安拆","1.使用部位：池壁；\r\n2.支模高度：各种高度综合；\r\n3.模版类型：木模、组合钢模板、竹胶板等综合；\r\n4.支架材料：钢管、竹、木支架等综合；\r\n","㎡","81.08","55.79","","4523.45","2092.67","","38.11",""]
[" "," ","","小计"," "," "," "," ","","5612.14","2567.02","","46.12"," "]
["","","","","","","","","","","","","",""]
["","","","","","","","","","","","","",""]
["","","","","","","","","","","","","",""]
["","","","","","","","","","","","","",""]
["","","","","","","","","","","","","",""]
["","","","","","","","","","","","","",""]
["","","","","","","","","","","","","",""]
["本页小计","","","","","","","","","4523.45","2092.67","","38.11",""]
["合    计","","","","","","","","","5612.14","2567.02","","46.12"," "]
[]
["表-08 ","","","","","","","","","","","","",""]

{"sheet":"F.1.1 分部分项工程清单计价表(表-08)【总平、景观~2","index":7,"n_rows":41,"n_cols":12,"rows_kept":41,"merged":[[0,0,0,11],[1,0,1,1],[1,2,1,5],[1,6,1,8],[1,9,1,11],[2,0,4,0],[2,1,4,2],[2,3,4,3],[2,4,4,4],[2,5,4,5],[2,6,4,6],[2,7,2,11],[3,7,4,7],[3,8,4,8],[3,9,3,11],[4,1,4,2],[5,1,5,2],[5,3,5,4],[6,1,6,2],[7,1,7,2],[8,1,8,2],[8,3,8,4],[9,1,9,2],[9,3,9,4],[10,1,10,2],[11,1,11,2],[12,1,12,2],[13,1,13,2],[14,0,14,7],[16,0,16,11],[17,0,17,11],[18,0,18,1],[18,2,18,5],[18,6,18,8],[18,9,18,11],[19,0,21,0],[19,1,21,2],[19,3,21,3],[19,4,21,4],[19,5,21,5],[19,6,21,6],[19,7,19,11],[20,7,21,7],[20,8,21,8],[20,9,20,11],[21,1,21,2],[22,1,22,2],[23,1,23,2],[24,1,24,2],[24,3,24,4],[25,1,25,2],[25,3,25,4],[26,1,26,2],[27,1,27,2],[27,3,27,4],[28,1,28,2],[29,1,29,2],[30,1,30,2],[31,1,31,2],[32,1,32,2],[33,1,33,2],[34,1,34,2],[35,1,35,2],[36,1,36,2],[37,0,37,7],[38,0,38,7],[40,0,40,11]],"flags":["formulas_cached_only"]}
["分部分项工程清单与计价表","","","","","","","","","","",""]
["工程名称：","","凉山州第二民族中学建设项目\\总平、景观绿化工程【六角亭】","","","","标段：","","","第1页共2页","",""]
["序号"," 项目编码 ","","项目名称","项目特征描述","计量\r\n单位","工程量","金额（元）","","","",""]
["","","","","","","","综合单价","合价","其中","",""]
["","","","","","","","","","定额人工费","定额机械费","暂估价"]
[" "," ","","0101 土石方工程 ",""," "," "," "," "," "," "," "]
["1","010101004001","","挖基坑土方","1.土壤类别 ：综合土壤\r\n2.挖土深度：4m以内 \r\n3.弃土运距：场内运输1km堆放\r\n4.其他未尽事宜应满足设计及现行国家规范要求","m³ ","114.04","18.72","2134.83","1068.55","606.69",""]
["2","010103001002","","回填方","1.土质要求：一般土壤\r\n2.密实度要求：按规范要求，夯填\r\n3.运距：场内运输1km","m³ ","107.75","13.92","1499.88","364.20","807.05",""]
[" "," ","","分部小计 ",""," "," "," ","3634.71","1432.75","1413.74"," "]
[" "," ","","0105 混凝土及钢筋混凝土工程 ",""," "," "," "," "," "," "," "]
["3","010501001004","","基础垫层C15","1.混凝土种类：商品砼 \r\n2.混凝土强度等级：C15","m³ ","0.86","456.77","392.82","35.34","0.22",""]
["4","010501003005","","独立基础 C30","1.混凝土种类：商品砼\r\n2.混凝土强度等级：C30","m³ ","3","479.36","1438.08","93.27","0.75",""]
["5","010502001006","","矩形柱 C30","1.混凝土种类：商品砼 \r\n2.混凝土强度等级：C30","m³ ","2.79","497.65","1388.44","120.11","1.12",""]
["6","010515001007","","现浇构件钢筋 HRB400 直径≤φ10","钢筋种类、规格：现浇构件钢筋 HRB400 直径≤φ10","t","0.415","5852.59","2428.82","447.60","11.02",""]
["本页小计","","","","","","","","9282.87","2129.07","1426.85",""]
[]
["表-08 ","","","","","","","","","","",""]
["分部分项工程清单与计价表","","","","","","","","","","",""]
["工程名称：","","凉山州第二民族中学建设项目\\总平、景观绿化工程【六角亭】","","","","标段：","","","第2页共2页","",""]
["序号"," 项目编码 ","","项目名称","项目特征描述","计量\r\n单位","工程量","金额（元）","","","",""]
["","","","","","","","综合单价","合价","其中","",""]
["","","","","","","","","","定额人工费","定额机械费","暂估价"]
["7","010515001035","","现浇构件钢筋 HRB400 直径φ12～14","钢筋种类、规格：现浇构件钢筋 HRB400 直径φ12～14","t","0.08","5761.18","460.89","81.94","9.01",""]
["8","010515001037","","现浇构件钢筋 HRB400 直径φ16","钢筋种类、规格：现浇构件钢筋 HRB400 直径φ16","t","0.334","5637.25","1882.84","342.11","37.64",""]
[" "," ","","分部小计 ",""," "," "," ","7991.89","1120.37","59.76"," "]
[" "," ","","景观亭 ",""," "," "," "," "," "," "," "]
["9","050307014038","","景观亭","1.景观亭","个","1","150000.00","150000.00","","",""]
[" "," ","","分部小计 ",""," "," "," ","150000.00"," "," "," "]
["","","","","","","","","","","",""]
["","","","","","","","","","","",""]
["","","","","","","","","","","",""]
["","","","","","","","","","","",""]
["","","","","","","","","","","",""]
["","","","","","","","","","","",""]
["","","","","","","","","","","",""]
["","","","","","","","","","","",""]
["","","","","","","","","","","",""]
["本页小计","","","","","","","","152343.73","424.05","46.65",""]
["合    计","","","","","","","","161626.60","2553.12","1473.5",""]
[]
["表-08 ","","","","","","","","","","",""]

{"sheet":"F.1.2 单价措施项目清单计价表(表-08)【总平、景观~2","index":8,"n_rows":80,"n_cols":14,"rows_kept":80,"merged":[[0,0,0,13],[1,0,1,1],[1,2,1,7],[1,8,1,10],[1,11,1,13],[2,0,4,0],[2,1,4,2],[2,3,4,3],[2,4,4,4],[2,5,4,5],[2,6,4,6],[2,7,2,13],[3,7,4,8],[3,9,4,9],[3,10,3,13],[4,1,4,2],[4,7,4,8],[4,10,4,11],[5,1,5,2],[5,7,5,8],[5,10,5,11],[6,1,6,2],[6,7,6,8],[6,10,6,11],[7,1,7,2],[7,7,7,8],[7,10,7,11],[8,1,8,2],[8,7,8,8],[8,10,8,11],[9,1,9,2],[9,7,9,8],[9,10,9,11],[10,1,10,2],[10,7,10,8],[10,10,10,11],[11,1,11,2],[11,7,11,8],[11,10,11,11],[12,1,12,2],[12,7,12,8],[12,10,12,11],[13,0,13,8],[13,10,13,11],[15,0,15,13],[16,0,16,13],[17,0,17,1],[17,2,17,7],[17,8,17,10],[17,11,17,13],[18,0,20,0],[18,1,20,2],[18,3,20,3],[18,4,20,4],[18,5,20,5],[18,6,20,6],[18,7,18,13],[19,7,20,8],[19,9,20,9],[19,10,19,13],[20,1,20,2],[20,7,20,8],[20,10,20,11],[21,1,21,2],[21,7,21,8],[21,10,21,11],[22,1,22,2],[22,7,22,8],[22,10,22,11],[23,1,23,2],[23,7,23,8],[23,10,23,11],[24,1,24,2],[24,7,24,8],[24,10,24,11],[25,1,25,2],[25,7,25,8],[25,10,25,11],[26,0,26,8],[26,10,26,11],[28,0,28,13],[29,0,29,13],[30,0,30,1],[30,2,30,7],[30,8,30,10],[30,11,30,13],[31,0,33,0],[31,1,33,2],[31,3,33,3],[31,4,33,4],[31,5,33,5],[31,6,33,6],[31,7,31,13],[32,7,33,8],[32,9,33,9],[32,10,32,13],[33,1,33,2],[33,7,33,8],[33,10,33,11],[34,1,34,2],[34,7,34,8],[34,10,34,11],[35,1,35,2],[35,7,35,8],[35,10,35,11],[36,1,36,2],[36,7,36,8],[36,10,36,11],[37,1,37,2],[37,7,37,8],[37,10,37,11],[38,1,38,2],[38,7,38,8],[38,10,38,11],[39,1,39,2],[39,7,39,8],[39,10,39,11],[40,0,40,8],[40,10,40,11],[42,0,42,13],[43,0,43,13],[44,0,44,1],[44,2,44,7],[44,8,44,10],[44,11,44,13],[45,0,47,0],[45,1,47,2],[45,3,47,3],[45,4,47,4],[45,5,47,5],[45,6,47,6],[45,7,45,13],[46,7,47,8],[46,9,47,9],[46,10,46,13],[47,1,47,2],[47,7,47,8],[47,10,47,11],[48,1,48,2],[48,7,48,8],[48,10,48,11],[49,1,49,2],[49,7,49,8],[49,10,49,11],[50,1,50,2],[50,7,50,8],[50,10,50,11],[51,1,51,2],[51,7,51,8],[51,10,51,11],[52,1,52,2],[52,7,52,8],[52,10,52,11],[53,1,53,2],[53,7,53,8],[53,10,53,11],[54,1,54,2],[54,7,54,8],[54,10,54,11],[55,1,55,2],[55,7,55,8],[55,10,55,11],[56,0,56,8],[56,10,56,11],[58,0,58,13],[59,0,59,13],[60,0,60,1],[60,2,60,7],[60,8,60,10],[60,11,60,13],[61,0,63,0],[61,1,63,2],[61,3,63,3],[61,4,63,4],[61,5,63,5],[61,6,63,6],[61,7,61,13],[62,7,63,8],[62,9,63,9],[62,10,62,13],[63,1,63,2],[63,7,63,8],[63,10,63,11],[64,1,64,2],[64,7,64,8],[64,10,64,11],[65,1,65,2],[65,7,65,8],[65,10,65,11],[66,1,66,2],[66,7,66,8],[66,10,66,11],[67,1,67,2],[67,7,67,8],[67,10,67,11],[68,1,68,2],[68,7,68,8],[68,10,68,11],[69,1,69,2],[69,7,69,8],[69,10,69,11],[70,1,70,2],[70,7,70,8],[70,10,70,11],[71,1,71,2],[71,7,71,8],[71,10,71,11],[72,1,72,2],[72,7,72,8],[72,10,72,11],[73,1,73,2],[73,7,73,8],[73,10,73,11],[74,1,74,2],[74,7,74,8],[74,10,74,11],[75,1,75,2],[75,7,75,8],[75,10,75,11],[76,0,76,8],[76,10,76,11],[77,0,77,8],[77,10,77,11],[79,0,79,13]],"flags":["formulas_cached_only"]}
["单价措施项目清单与计价表","","","","","","","","","","","","",""]
["工程名称：","","凉山州第二民族中学建设项目\\总平、景观绿化工程【六角亭】","","","","","","标段：","","","第1页共5页","",""]
["序号"," 项目编码 ","","项目名称","项目特征描述","计量\r\n单位","工程量","金额（元）","","","","","",""]
["","","","","","","","综合单价","","合价","其中","","",""]
["","","","","","","","","","","定额人工费","","定额机械费","暂估价"]
[" "," ","","脚手架工程"," "," "," "," ",""," "," ",""," "," "]
["1","011701001009","","综合脚手架","1．建筑结构形式 \r\n2．檐口高度","㎡"," "," ","","","","","",""]
["2","011701002010","","外脚手架","1．搭设方式 \r\n2．搭设高度 \r\n3．脚手架材质","㎡"," "," ","","","","","",""]
["3","011701003011","","里脚手架","1．搭设方式 \r\n2．搭设高度 \r\n3．脚手架材质","㎡"," "," ","","","","","",""]
["4","011701004012","","悬空脚手架","1．搭设方式 \r\n2．悬挑宽度 \r\n3．脚手架材质","㎡"," "," ","","","","","",""]
["5","011701005013","","挑脚手架","1．搭设方式 \r\n2．悬挑宽度 \r\n3．脚手架材质","m"," "," ","","","","","",""]
["6","011701006014","","满堂脚手架","1．搭设方式 \r\n2. 搭设高度 \r\n3．脚手架材质","㎡"," "," ","","","","","",""]
["7","011701007015","","整体提升架","1．搭设方式及启动装置 \r\n2. 搭设高度","㎡"," "," ","","","","","",""]
["本页小计","","","","","","","","","","","","",""]
[]
["表-08 ","","","","","","","","","","","","",""]
["单价措施项目清单与计价表","","","","","","","","","","","","",""]
["工程名称：","","凉山州第二民族中学建设项目\\总平、景观绿化工程【六角亭】","","","","","","标段：","","","第2页共5页","",""]
["序号"," 项目编码 ","","项目名称","项目特征描述","计量\r\n单位","工程量","金额（元）","","","","","",""]
["","","","","","","","综合单价","","合价","其中","","",""]
["","","","","","","","","","","定额人工费","","定额机械费","暂估价"]
["8","011701008016","","外装饰吊篮","1．升降方式及启动装置 \r\n2. 搭设高度及吊篮型号","㎡"," "," ","","","","","",""]
[" "," ","","小计"," "," "," "," ",""," "," ",""," "," "]
[" "," ","","混凝土模板及支架（撑 ）"," "," "," "," ",""," "," ",""," "," "]
["9","011702001017","","基础垫层模板安拆","1.使用部位：基础垫层；\r\n2.支模高度：各种高度综合；\r\n3.模版类型：木模、组合钢模板、竹胶板等综合；\r\n4.支架材料：钢管、竹、木支架等综合；","㎡","2.88","38.35","","110.45","46.02","","0.63",""]
["10","011702001018","","独立基础模板安拆","1.使用部位：独立基础模板；\r\n2.支模高度：各种高度综合；\r\n3.模版类型：木模、组合钢模板、竹胶板等综合；\r\n4.支架材料：钢管、竹、木支架等综合；","㎡","12","59.03","","708.36","282.48","","4.44",""]
["本页小计","","","","","","","","","818.81","328.50","","5.07",""]
[]
["表-08 ","","","","","","","","","","","","",""]
["单价措施项目清单与计价表","","","","","","","","","","","","",""]
["工程名称：","","凉山州第二民族中学建设项目\\总平、景观绿化工程【六角亭】","","","","","","标段：","","","第3页共5页","",""]
["序号"," 项目编码 ","","项目名称","项目特征描述","计量\r\n单位","工程量","金额（元）","","","","","",""]
["","","","","","","","综合单价","","合价","其中","","",""]
["","","","","","","","","","","定额人工费","","定额机械费","暂估价"]
["11","011702002019","","矩形柱模板安拆","1.使用部位：矩形柱；\r\n2.支模高度：各种高度综合；\r\n3.模版类型：木模、组合钢模板、竹胶板等综合；\r\n4.支架材料：钢管、竹、木支架等综合；","㎡","24.84","60.44","","1501.33","666.71","","13.17",""]
[" "," ","","小计"," "," "," "," ","","2320.14","995.21","","18.24"," "]
[" "," ","","垂直运输"," "," "," "," ",""," "," ",""," "," "]
["12","011703001050","","垂直运输","1. 建筑物建筑类型及结构形式 \r\n2. 地下室建筑面积 \r\n3. 建筑物檐口高度、层数","㎡|天"," "," ","","","","","",""]
[" "," ","","小计"," "," "," "," ",""," "," ",""," "," "]
[" "," ","","超高施工增加"," "," "," "," ",""," "," ",""," "," "]
["本页小计","","","","","","","","","1501.33","666.71","","13.17",""]
[]
["表-08 ","","","","","","","","","","","","",""]
["单价措施项目清单与计价表","","","","","","","","","","","","",""]
["工程名称：","","凉山州第二民族中学建设项目\\总平、景观绿化工程【六角亭】","","","","","","标段：","","","第4页共5页","",""]
["序号"," 项目编码 ","","项目名称","项目特征描述","计量\r\n单位","工程量","金额（元）","","","","","",""]
["","","","","","","","综合单价","","合价","其中","","",""]
["","","","","","","","","","","定额人工费","","定额机械费","暂估价"]
["13","011704001051","","超高施工增加","1. 建筑物建筑类型及结构形式 \r\n2. 建筑物檐口高度、层数 \r\n3.单层建筑物檐口高度超过20m，多层建筑物超过6层部分的建筑面积","㎡"," "," ","","","","","",""]
[" "," ","","小计"," "," "," "," ",""," "," ",""," "," "]
[" "," ","","大型机械设备进出场及安拆"," "," "," "," ",""," "," ",""," "," "]
["14","011705001052","","大型机械设备进出场及安拆","1.机械设备名称 \r\n2.机械设备规格型号","台次"," "," ","","","","","",""]
[" "," ","","小计"," "," "," "," ",""," "," ",""," "," "]
[" "," ","","施工排水、降水"," "," "," "," ",""," "," ",""," "," "]
["15","011706001053","","成井","1.成井方式 \r\n2.地层情况 \r\n3.成井直径 \r\n4.井（滤）管类型、直径","m"," "," ","","","","","",""]
["16","011706002054","","排水、降水","1.机械规格型号 \r\n2.降排水管规格","昼夜"," "," ","","","","","",""]
["本页小计","","","","","","","","","","","","",""]
[]
["表-08 ","","","","","","","","","","","","",""]
["单价措施项目清单与计价表","","","","","","","","","","","","",""]
["工程名称：","","凉山州第二民族中学建设项目\\总平、景观绿化工程【六角亭】","","","","","","标段：","","","第5页共5页","",""]
["序号"," 项目编码 ","","项目名称","项目特征描述","计量\r\n单位","工程量","金额（元）","","","","","",""]
["","","","","","","","综合单价","","合价","其中","","",""]
["","","","","","","","","","","定额人工费","","定额机械费","暂估价"]
[" "," ","","小计"," "," "," "," ",""," "," ",""," "," "]
["","","","","","","","","","","","","",""]
["","","","","","","","","","","","","",""]
["","","","","","","","","","","","","",""]
["","","","","","","","","","","","","",""]
["","","","","","","","","","","","","",""]
["","","","","","","","","","","","","",""]
["","","","","","","","","","","","","",""]
["","","","","","","","","","","","","",""]
["","","","","","","","","","","","","",""]
["","","","","","","","","","","","","",""]
["","","","","","","","","","","","","",""]
["本页小计","","","","","","","","","","","","",""]
["合    计","","","","","","","","","2320.14","995.21","","18.24"," "]
[]
["表-08 ","","","","","","","","","","","","",""]

{"sheet":"F.1.1 分部分项工程清单计价表(表-08)【总平、景观~3","index":9,"n_rows":105,"n_cols":12,"rows_kept":105,"merged":[[0,0,0,11],[1,0,1,1],[1,2,1,5],[1,6,1,8],[1,9,1,11],[2,0,4,0],[2,1,4,2],[2,3,4,3],[2,4,4,4],[2,5,4,5],[2,6,4,6],[2,7,2,11],[3,7,4,7],[3,8,4,8],[3,9,3,11],[4,1,4,2],[5,1,5,2],[5,3,5,4],[6,1,6,2],[7,1,7,2],[8,0,8,7],[10,0,10,11],[11,0,11,11],[12,0,12,1],[12,2,12,5],[12,6,12,8],[12,9,12,11],[13,0,15,0],[13,1,15,2],[13,3,15,3],[13,4,15,4],[13,5,15,5],[13,6,15,6],[13,7,13,11],[14,7,15,7],[14,8,15,8],[14,9,14,11],[15,1,15,2],[16,1,16,2],[17,1,17,2],[18,0,18,7],[20,0,20,11],[21,0,21,11],[22,0,22,1],[22,2,22,5],[22,6,22,8],[22,9,22,11],[23,0,25,0],[23,1,25,2],[23,3,25,3],[23,4,25,4],[23,5,25,5],[23,6,25,6],[23,7,23,11],[24,7,25,7],[24,8,25,8],[24,9,24,11],[25,1,25,2],[26,1,26,2],[27,1,27,2],[28,0,28,7],[30,0,30,11],[31,0,31,11],[32,0,32,1],[32,2,32,5],[32,6,32,8],[32,9,32,11],[33,0,35,0],[33,1,35,2],[33,3,35,3],[33,4,35,4],[33,5,35,5],[33,6,35,6],[33,7,33,11],[34,7,35,7],[34,8,35,8],[34,9,34,11],[35,1,35,2],[36,1,36,2],[37,1,37,2],[38,0,38,7],[40,0,40,11],[41,0,41,11],[42,0,42,1],[42,2,42,5],[42,6,42,8],[42,9,42,11],[43,0,45,0],[43,1,45,2],[43,3,45,3],[43,4,45,4],[43,5,45,5],[43,6,45,6],[43,7,43,11],[44,7,45,7],[44,8,45,8],[44,9,44,11],[45,1,45,2],[46,1,46,2],[47,1,47,2],[48,0,48,7],[50,0,50,11],[51,0,51,11],[52,0,52,1],[52,2,52,5],[52,6,52,8],[52,9,52,11],[53,0,55,0],[53,1,55,2],[53,3,55,3],[53,4,55,4],[53,5,55,5],[53,6,55,6],[53,7,53,11],[54,7,55,7],[54,8,55,8],[54,9,54,11],[55,1,55,2],[56,1,56,2],[57,1,57,2],[58,0,58,7],[60,0,60,11],[61,0,61,11],[62,0,62,1],[62,2,62,5],[62,6,62,8],[62,9,62,11],[63,0,65,0],[63,1,65,2],[63,3,65,3],[63,4,65,4],[63,5,65,5],[63,6,65,6],[63,7,63,11],[64,7,65,7],[64,8,65,8],[64,9,64,11],[65,1,65,2],[66,1,66,2],[67,1,67,2],[68,1,68,2],[69,0,69,7],[71,0,71,11],[72,0,72,11],[73,0,73,1],[73,2,73,5],[73,6,73,8],[73,9,73,11],[74,0,76,0],[74,1,76,2],[74,3,76,3],[74,4,76,4],[74,5,76,5],[74,6,76,6],[74,7,74,11],[75,7,76,7],[75,8,76,8],[75,9,75,11],[76,1,76,2],[77,1,77,2],[78,1,78,2],[79,1,79,2],[79,3,79,4],[80,1,80,2],[80,3,80,4],[81,1,81,2],[82,0,82,7],[84,0,84,11],[85,0,85,11],[86,0,86,1],[86,2,86,5],[86,6,86,8],[86,9,86,11],[87,0,89,0],[87,1,89,2],[87,3,89,3],[87,4,89,4],[87,5,89,5],[87,6,89,6],[87,7,87,11],[88,7,89,7],[88,8,89,8],[88,9,88,11],[89,1,89,2],[90,1,90,2],[91,1,91,2],[92,1,92,2],[92,3,92,4],[93,1,93,2],[94,1,94,2],[95,1,95,2],[96,1,96,2],[97,1,97,2],[98,1,98,2],[99,1,99,2],[100,1,100,2],[101,0,101,7],[102,0,102,7],[104,0,104,11]],"flags":["formulas_cached_only"]}
["分部分项工程清单与计价表","","","","","","","","","","",""]
["工程名称：","","凉山州第二民族中学建设项目\\总平、景观绿化工程【强电工程】","","","","标段：","","","第1页共9页","",""]
["序号"," 项目编码 ","","项目名称","项目特征描述","计量\r\n单位","工程量","金额（元）","","","",""]
["","","","","","","","综合单价","合价","其中","",""]
["","","","","","","","","","定额人工费","定额机械费","暂估价"]
[" "," ","","强电工程 ",""," "," "," "," "," "," "," "]
["1","010401011001","","电力手孔井 1200mmx900mmx1100mm","1.参见:08D800-7(P59~61页) 手孔井:长x宽x深(mm)(1200X900x1100)\r\n2.包含井盖等所有工程\r\n2.其他：符合设计及规范要求","座","47","3078.75","144701.25","27946.67","3047.48",""]
["2","030408001002","","电力电缆 NG-A-3*35+2*16m㎡","1.名称:电力电缆\r\n2.规格、型号：NG-A-3*35+2*16m㎡\r\n3.敷设方式、部位：电缆敷设、管内敷设、桥架敷设等综合考虑\r\n4.电压等级（kV）:0.6/1KV\r\n5.其他:满足设计及规范要求","m","0"," ","","","",""]
["本页小计","","","","","","","","144701.25","27946.67","3047.48",""]
[]
["表-08 ","","","","","","","","","","",""]
["分部分项工程清单与计价表","","","","","","","","","","",""]
["工程名称：","","凉山州第二民族中学建设项目\\总平、景观绿化工程【强电工程】","","","","标段：","","","第2页共9页","",""]
["序号"," 项目编码 ","","项目名称","项目特征描述","计量\r\n单位","工程量","金额（元）","","","",""]
["","","","","","","","综合单价","合价","其中","",""]
["","","","","","","","","","定额人工费","定额机械费","暂估价"]
["3","030408001003","","电力电缆 NG-A-3*50+2*25m㎡","1.名称:电力电缆\r\n2.规格、型号：NG-A-3*50+2*25m㎡\r\n3.敷设方式、部位：电缆敷设、管内敷设、桥架敷设等综合考虑\r\n4.电压等级（kV）:0.6/1KV\r\n5.其他:满足设计及规范要求","m","0"," ","","","",""]
["4","030408001004","","电力电缆 NG-A-5*10m㎡","1.名称:电力电缆\r\n2.规格、型号：NG-A-5*10m㎡\r\n3.敷设方式、部位：电缆敷设、管内敷设、桥架敷设等综合考虑\r\n4.电压等级（kV）:0.6/1KV\r\n5.其他:满足设计及规范要求","m","0"," ","","","",""]
["本页小计","","","","","","","","","","",""]
[]
["表-08 ","","","","","","","","","","",""]
["分部分项工程清单与计价表","","","","","","","","","","",""]
["工程名称：","","凉山州第二民族中学建设项目\\总平、景观绿化工程【强电工程】","","","","标段：","","","第3页共9页","",""]
["序号"," 项目编码 ","","项目名称","项目特征描述","计量\r\n单位","工程量","金额（元）","","","",""]
["","","","","","","","综合单价","合价","其中","",""]
["","","","","","","","","","定额人工费","定额机械费","暂估价"]
["5","030408001005","","电力电缆 NG-A-5*16m㎡","1.名称:电力电缆\r\n2.规格、型号：NG-A-5*16m㎡\r\n3.敷设方式、部位：电缆敷设、管内敷设、桥架敷设等综合考虑\r\n4.电压等级（kV）:0.6/1KV\r\n5.其他:满足设计及规范要求","m","0"," ","","","",""]
["6","030408001006","","电力电缆 WDZ-YJY-4*120+1*70m㎡","1.名称:电力电缆\r\n2.规格、型号：WDZ-YJY-4*120+1*70m㎡\r\n3.敷设方式、部位：电缆敷设、管内敷设、桥架敷设等综合考虑\r\n4.电压等级（kV）:0.6/1KV\r\n5.其他:满足设计及规范要求","m","0"," ","","","",""]
["本页小计","","","","","","","","","","",""]
[]
["表-08 ","","","","","","","","","","",""]
["分部分项工程清单与计价表","","","","","","","","","","",""]
["工程名称：","","凉山州第二民族中学建设项目\\总平、景观绿化工程【强电工程】","","","","标段：","","","第4页共9页","",""]
["序号"," 项目编码 ","","项目名称","项目特征描述","计量\r\n单位","工程量","金额（元）","","","",""]
["","","","","","","","综合单价","合价","其中","",""]
["","","","","","","","","","定额人工费","定额机械费","暂估价"]
["7","030408001007","","电力电缆 WDZ-YJY-4*150+1*70m㎡","1.名称:电力电缆\r\n2.规格、型号：WDZ-YJY-4*150+1*70m㎡\r\n3.敷设方式、部位：电缆敷设、管内敷设、桥架敷设等综合考虑\r\n4.电压等级（kV）:0.6/1KV\r\n5.其他:满足设计及规范要求","m","0"," ","","","",""]
["8","030408001008","","电力电缆 WDZ-YJY-4*185+1*95m㎡","1.名称:电力电缆\r\n2.规格、型号：WDZ-YJY-4*185+1*95m㎡\r\n3.敷设方式、部位：电缆敷设、管内敷设、桥架敷设等综合考虑\r\n4.电压等级（kV）:0.6/1KV\r\n5.其他:满足设计及规范要求","m","0"," ","","","",""]
["本页小计","","","","","","","","","","",""]
[]
["表-08 ","","","","","","","","","","",""]
["分部分项工程清单与计价表","","","","","","","","","","",""]
["工程名称：","","凉山州第二民族中学建设项目\\总平、景观绿化工程【强电工程】","","","","标段：","","","第5页共9页","",""]
["序号"," 项目编码 ","","项目名称","项目特征描述","计量\r\n单位","工程量","金额（元）","","","",""]
["","","","","","","","综合单价","合价","其中","",""]
["","","","","","","","","","定额人工费","定额机械费","暂估价"]
["9","030408001009","","电力电缆 WDZ-YJY-4*240+1*120m㎡","1.名称:电力电缆\r\n2.规格、型号：WDZ-YJY-4*240+1*120m㎡\r\n3.敷设方式、部位：电缆敷设、管内敷设、桥架敷设等综合考虑\r\n4.电压等级（kV）:0.6/1KV\r\n5.其他:满足设计及规范要求","m","0"," ","","","",""]
["10","030408001010","","电力电缆 WDZ-YJY-4*50+1*25m㎡","1.名称:电力电缆\r\n2.规格、型号：WDZ-YJY-4*50+1*25m㎡\r\n3.敷设方式、部位：电缆敷设、管内敷设、桥架敷设等综合考虑\r\n4.电压等级（kV）:0.6/1KV\r\n5.其他:满足设计及规范要求","m","0"," ","","","",""]
["本页小计","","","","","","","","","","",""]
[]
["表-08 ","","","","","","","","","","",""]
["分部分项工程清单与计价表","","","","","","","","","","",""]
["工程名称：","","凉山州第二民族中学建设项目\\总平、景观绿化工程【强电工程】","","","","标段：","","","第6页共9页","",""]
["序号"," 项目编码 ","","项目名称","项目特征描述","计量\r\n单位","工程量","金额（元）","","","",""]
["","","","","","","","综合单价","合价","其中","",""]
["","","","","","","","","","定额人工费","定额机械费","暂估价"]
["11","030408001011","","电力电缆 WDZ-YJY-4*95+1*50m㎡","1.名称:电力电缆\r\n2.规格、型号：WDZ-YJY-4*95+1*50m㎡\r\n3.敷设方式、部位：电缆敷设、管内敷设、桥架敷设等综合考虑\r\n4.电压等级（kV）:0.6/1KV\r\n5.其他:满足设计及规范要求","m","0"," ","","","",""]
["12","030408001012","","电力电缆 WDZ-YJY-5*16m㎡","1.名称:电力电缆\r\n2.规格、型号：WDZ-YJY-4*50+1*25m㎡\r\n3.敷设方式、部位：电缆敷设、管内敷设、桥架敷设等综合考虑\r\n4.电压等级（kV）:0.6/1KV\r\n5.其他:满足设计及规范要求","m","0"," ","","","",""]
["本页小计","","","","","","","","","","",""]
[]
["表-08 ","","","","","","","","","","",""]
["分部分项工程清单与计价表","","","","","","","","","","",""]
["工程名称：","","凉山州第二民族中学建设项目\\总平、景观绿化工程【强电工程】","","","","标段：","","","第7页共9页","",""]
["序号"," 项目编码 ","","项目名称","项目特征描述","计量\r\n单位","工程量","金额（元）","","","",""]
["","","","","","","","综合单价","合价","其中","",""]
["","","","","","","","","","定额人工费","定额机械费","暂估价"]
["13","030408001013","","10KV进线","1.名称:电力电缆\r\n2.规格、型号：10KV进线\r\n3.敷设方式、部位：电缆敷设、管内敷设、桥架敷设等综合考虑\r\n4.电压等级（kV）:0.6/10KV\r\n5.其他:满足设计及规范要求","m","473.95","1398.95","663032.35","4758.46","876.81",""]
["14","030411001014","","电缆配管 CPVC75","1.名称：电缆配管\r\n2.材质：CPVC\r\n3.规格：DN75\r\n4.配置形式及部位:埋地敷设\r\n5.其他:含刨沟槽;支架制作、安装","m","594.62","22.72","13509.77","5446.72","",""]
["15","030411001015","","电缆配管 SC150","1.名称:电缆配管\r\n2.材质:钢管\r\n3.规格:SC150\r\n4.配置形式及部位:埋地敷设\r\n5.其他:含刨沟槽;支架制作、安装","m","823.24","140.21","115426.48","7129.26","1169.00",""]
["本页小计","","","","","","","","791968.60","17334.44","2045.81",""]
[]
["表-08 ","","","","","","","","","","",""]
["分部分项工程清单与计价表","","","","","","","","","","",""]
["工程名称：","","凉山州第二民族中学建设项目\\总平、景观绿化工程【强电工程】","","","","标段：","","","第8页共9页","",""]
["序号"," 项目编码 ","","项目名称","项目特征描述","计量\r\n单位","工程量","金额（元）","","","",""]
["","","","","","","","综合单价","合价","其中","",""]
["","","","","","","","","","定额人工费","定额机械费","暂估价"]
["16","040205002016","","电缆配管 CPVC110","1.名称:电缆配管\r\n2.材质:CPVC\r\n3.规格:DN110\r\n4.配置形式及部位:埋地敷设\r\n5.其他:含刨沟槽;支架制作、安装","m","3171.85","20.66","65530.42","9927.89","",""]
["17","040205002017","","电缆配管 CPVC125","1.名称:电缆配管\r\n2.材质:CPVC\r\n3.规格:DN125\r\n4.配置形式及部位:埋地敷设\r\n5.其他:含刨沟槽;支架制作、安装","m","1217.91","24.02","29254.20","3812.06","",""]
[" "," ","","分部小计 ",""," "," "," ","1031454.47","59021.06","5093.29"," "]
[" "," ","","管道土方 ",""," "," "," "," "," "," "," "]
["18","010101007018","","挖管沟土方","1.土壤类别：综合 \r\n2.管外径：详施工图 \r\n3.挖沟深度 ：符合设计及规范要求\r\n4.回填要求：满足设计及规范要求\r\n","m³ ","2397.36","18.72","44878.58","22463.26","12753.96",""]
["本页小计","","","","","","","","139663.20","36203.21","12753.96",""]
[]
["表-08 ","","","","","","","","","","",""]
["分部分项工程清单与计价表","","","","","","","","","","",""]
["工程名称：","","凉山州第二民族中学建设项目\\总平、景观绿化工程【强电工程】","","","","标段：","","","第9页共9页","",""]
["序号"," 项目编码 ","","项目名称","项目特征描述","计量\r\n单位","工程量","金额（元）","","","",""]
["","","","","","","","综合单价","合价","其中","",""]
["","","","","","","","","","定额人工费","定额机械费","暂估价"]
["19","010103001009","","管沟回填土方","1.土质要求：一般土壤\r\n2.密实度要求：按规范要求，夯填\r\n3.运距：场内运输1km","m³ ","2337.92","13.92","32543.85","7902.17","17511.02",""]
["20","040303002021","","C20混凝土包封","1.混凝土强度等级：C20商品混凝土\r\n2.泄水孔材料品种、规格：按设计要求\r\n3.滤水层要求 ：按设计要求\r\n4.沉降缝要求：按设计要求","m³ ","514.73","479.95","247044.66","21644.40","128.68",""]
[" "," ","","分部小计 ",""," "," "," ","324467.09","52009.83","30393.66"," "]
["","","","","","","","","","","",""]
["","","","","","","","","","","",""]
["","","","","","","","","","","",""]
["","","","","","","","","","","",""]
["","","","","","","","","","","",""]
["","","","","","","","","","","",""]
["","","","","","","","","","","",""]
["","","","","","","","","","","",""]
["本页小计","","","","","","","","279588.51","29546.57","17639.70",""]
["合    计","","","","","","","","1355921.56","111030.89","35486.95",""]
[]
["表-08 ","","","","","","","","","","",""]

{"sheet":"F.1.2 单价措施项目清单计价表(表-08)【总平、景观~3","index":10,"n_rows":21,"n_cols":14,"rows_kept":21,"merged":[[0,0,0,13],[1,0,1,1],[1,2,1,7],[1,8,1,10],[1,11,1,13],[2,0,4,0],[2,1,4,2],[2,3,4,3],[2,4,4,4],[2,5,4,5],[2,6,4,6],[2,7,2,13],[3,7,4,8],[3,9,4,9],[3,10,3,13],[4,1,4,2],[4,7,4,8],[4,10,4,11],[5,1,5,2],[5,7,5,8],[5,10,5,11],[6,1,6,2],[6,7,6,8],[6,10,6,11],[7,1,7,2],[7,7,7,8],[7,10,7,11],[8,1,8,2],[8,7,8,8],[8,10,8,11],[9,1,9,2],[9,7,9,8],[9,10,9,11],[10,1,10,2],[10,7,10,8],[10,10,10,11],[11,1,11,2],[11,7,11,8],[11,10,11,11],[12,1,12,2],[12,7,12,8],[12,10,12,11],[13,1,13,2],[13,7,13,8],[13,10,13,11],[14,1,14,2],[14,7,14,8],[14,10,14,11],[15,1,15,2],[15,7,15,8],[15,10,15,11],[16,1,16,2],[16,7,16,8],[16,10,16,11],[17,0,17,8],[17,10,17,11],[18,0,18,8],[18,10,18,11],[20,0,20,13]],"flags":["formulas_cached_only"]}
["单价措施项目清单与计价表","","","","","","","","","","","","",""]
["工程名称：","","凉山州第二民族中学建设项目\\总平、景观绿化工程【强电工程】","","","","","","标段：","","","第1页共1页","",""]
["序号"," 项目编码 ","","项目名称","项目特征描述","计量\r\n单位","工程量","金额（元）","","","","","",""]
["","","","","","","","综合单价","","合价","其中","","",""]
["","","","","","","","","","","定额人工费","","定额机械费","暂估价"]
[" "," ","","专业措施项目"," "," "," "," ",""," "," ",""," "," "]
["1","011702001","","基础模板","基础类型","㎡","936","54.96","","51442.56","22445.28","","514.80",""]
[" "," ","","小计"," "," "," "," ","","51442.56","22445.28","","514.80"," "]
["","","","","","","","","","","","","",""]
["","","","","","","","","","","","","",""]
["","","","","","","","","","","","","",""]
["","","","","","","","","","","","","",""]
["","","","","","","","","","","","","",""]
["","","","","","","","","","","","","",""]
["","","","","","","","","","","","","",""]
["","","","","","","","","","","","","",""]
["","","","","","","","","","","","","",""]
["本页小计","","","","","","","","","51442.56","22445.28","","514.80",""]
["合    计","","","","","","","","","51442.56","22445.28","","514.80"," "]
[]
["表-08 ","","","","","","","","","","","","",""]

{"sheet":"F.1.1 分部分项工程清单计价表(表-08)【总平、景观~4","index":11,"n_rows":205,"n_cols":12,"rows_kept":205,"merged":[[0,0,0,11],[1,0,1,1],[1,2,1,5],[1,6,1,8],[1,9,1,11],[2,0,4,0],[2,1,4,2],[2,3,4,3],[2,4,4,4],[2,5,4,5],[2,6,4,6],[2,7,2,11],[3,7,4,7],[3,8,4,8],[3,9,3,11],[4,1,4,2],[5,1,5,2],[5,3,5,4],[6,1,6,2],[7,0,7,7],[9,0,9,11],[10,0,10,11],[11,0,11,1],[11,2,11,5],[11,6,11,8],[11,9,11,11],[12,0,14,0],[12,1,14,2],[12,3,14,3],[12,4,14,4],[12,5,14,5],[12,6,14,6],[12,7,12,11],[13,7,14,7],[13,8,14,8],[13,9,13,11],[14,1,14,2],[15,1,15,2],[16,0,16,7],[18,0,18,11],[19,0,19,11],[20,0,20,1],[20,2,20,5],[20,6,20,8],[20,9,20,11],[21,0,23,0],[21,1,23,2],[21,3,23,3],[21,4,23,4],[21,5,23,5],[21,6,23,6],[21,7,21,11],[22,7,23,7],[22,8,23,8],[22,9,22,11],[23,1,23,2],[24,1,24,2],[25,0,25,7],[27,0,27,11],[28,0,28,11],[29,0,29,1],[29,2,29,5],[29,6,29,8],[29,9,29,11],[30,0,32,0],[30,1,32,2],[30,3,32,3],[30,4,32,4],[30,5,32,5],[30,6,32,6],[30,7,30,11],[31,7,32,7],[31,8,32,8],[31,9,31,11],[32,1,32,2],[33,1,33,2],[34,0,34,7],[36,0,36,11],[37,0,37,11],[38,0,38,1],[38,2,38,5],[38,6,38,8],[38,9,38,11],[39,0,41,0],[39,1,41,2],[39,3,41,3],[39,4,41,4],[39,5,41,5],[39,6,41,6],[39,7,39,11],[40,7,41,7],[40,8,41,8],[40,9,40,11],[41,1,41,2],[42,1,42,2],[43,0,43,7],[45,0,45,11],[46,0,46,11],[47,0,47,1],[47,2,47,5],[47,6,47,8],[47,9,47,11],[48,0,50,0],[48,1,50,2],[48,3,50,3],[48,4,50,4],[48,5,50,5],[48,6,50,6],[48,7,48,11],[49,7,50,7],[49,8,50,8],[49,9,49,11],[50,1,50,2],[51,1,51,2],[52,0,52,7],[54,0,54,11],[55,0,55,11],[56,0,56,1],[56,2,56,5],[56,6,56,8],[56,9,56,11],[57,0,59,0],[57,1,59,2],[57,3,59,3],[57,4,59,4],[57,5,59,5],[57,6,59,6],[57,7,57,11],[58,7,59,7],[58,8,59,8],[58,9,58,11],[59,1,59,2],[60,1,60,2],[61,0,61,7],[63,0,63,11],[64,0,64,11],[65,0,65,1],[65,2,65,5],[65,6,65,8],[65,9,65,11],[66,0,68,0],[66,1,68,2],[66,3,68,3],[66,4,68,4],[66,5,68,5],[66,6,68,6],[66,7,66,11],[67,7,68,7],[67,8,68,8],[67,9,67,11],[68,1,68,2],[69,1,69,2],[70,0,70,7],[72,0,72,11],[73,0,73,11],[74,0,74,1],[74,2,74,5],[74,6,74,8],[74,9,74,11],[75,0,77,0],[75,1,77,2],[75,3,77,3],[75,4,77,4],[75,5,77,5],[75,6,77,6],[75,7,75,11],[76,7,77,7],[76,8,77,8],[76,9,76,11],[77,1,77,2],[78,1,78,2],[79,1,79,2],[80,0,80,7],[82,0,82,11],[83,0,83,11],[84,0,84,1],[84,2,84,5],[84,6,84,8],[84,9,84,11],[85,0,87,0],[85,1,87,2],[85,3,87,3],[85,4,87,4],[85,5,87,5],[85,6,87,6],[85,7,85,11],[86,7,87,7],[86,8,87,8],[86,9,86,11],[87,1,87,2],[88,1,88,2],[89,1,89,2],[90,0,90,7],[92,0,92,11],[93,0,93,11],[94,0,94,1],[94,2,94,5],[94,6,94,8],[94,9,94,11],[95,0,97,0],[95,1,97,2],[95,3,97,3],[95,4,97,4],[95,5,97,5],[95,6,97,6],[95,7,95,11],[96,7,97,7],[96,8,97,8],[96,9,96,11],[97,1,97,2],[98,1,98,2],[99,1,99,2],[100,1,100,2],[101,0,101,7],[103,0,103,11],[104,0,104,11],[105,0,105,1],[105,2,105,5],[105,6,105,8],[105,9,105,11],[106,0,108,0],[106,1,108,2],[106,3,108,3],[106,4,108,4],[106,5,108,5],[106,6,108,6],[106,7,106,11],[107,7,108,7],[107,8,108,8],[107,9,107,11],[108,1,108,2],[109,1,109,2],[110,0,110,7],[112,0,112,11],[113,0,113,11],[114,0,114,1],[114,2,114,5],[114,6,114,8],[114,9,114,11],[115,0,117,0],[115,1,117,2],[115,3,117,3],[115,4,117,4],[115,5,117,5],[115,6,117,6],[115,7,115,11],[116,7,117,7],[116,8,117,8],[116,9,116,11],[117,1,117,2],[118,1,118,2],[119,1,119,2],[120,1,120,2],[120,3,120,4],[121,1,121,2],[121,3,121,4],[122,1,122,2],[123,0,123,7],[125,0,125,11],[126,0,126,11],[127,0,127,1],[127,2,127,5],[127,6,127,8],[127,9,127,11],[128,0,130,0],[128,1,130,2],[128,3,130,3],[128,4,130,4],[128,5,130,5],[128,6,130,6],[128,7,128,11],[129,7,130,7],[129,8,130,8],[129,9,129,11],[130,1,130,2],[131,1,131,2],[132,1,132,2],[133,1,133,2],[134,1,134,2],[135,1,135,2],[136,1,136,2],[137,0,137,7],[139,0,139,11],[140,0,140,11],[141,0,141,1],[141,2,141,5],[141,6,141,8],[141,9,141,11],[142,0,144,0],[142,1,144,2],[142,3,144,3],[142,4,144,4],[142,5,144,5],[142,6,144,6],[142,7,142,11],[143,7,144,7],[143,8,144,8],[143,9,143,11],[144,1,144,2],[145,1,145,2],[146,1,146,2],[147,1,147,2],[148,1,148,2],[149,1,149,2],[150,0,150,7],[152,0,152,11],[153,0,153,11],[154,0,154,1],[154,2,154,5],[154,6,154,8],[154,9,154,11],[155,0,157,0],[155,1,157,2],[155,3,157,3],[155,4,157,4],[155,5,157,5],[155,6,157,6],[155,7,155,11],[156,7,157,7],[156,8,157,8],[156,9,156,11],[157,1,157,2],[158,1,158,2],[159,1,159,2],[160,1,160,2],[161,0,161,7],[163,0,163,11],[164,0,164,11],[165,0,165,1],[165,2,165,5],[165,6,165,8],[165,9,165,11],[166,0,168,0],[166,1,168,2],[166,3,168,3],[166,4,168,4],[166,5,168,5],[166,6,168,6],[166,7,166,11],[167,7,168,7],[167,8,168,8],[167,9,167,11],[168,1,168,2],[169,1,169,2],[170,1,170,2],[171,1,171,2],[172,0,172,7],[174,0,174,11],[175,0,175,11],[176,0,176,1],[176,2,176,5],[176,6,176,8],[176,9,176,11],[177,0,179,0],[177,1,179,2],[177,3,179,3],[177,4,179,4],[177,5,179,5],[177,6,179,6],[177,7,177,11],[178,7,179,7],[178,8,179,8],[178,9,178,11],[179,1,179,2],[180,1,180,2],[181,1,181,2],[182,1,182,2],[183,1,183,2],[184,1,184,2],[185,1,185,2],[185,3,185,4],[186,1,186,2],[186,3,186,4],[187,0,187,7],[189,0,189,11],[190,0,190,11],[191,0,191,1],[191,2,191,5],[191,6,191,8],[191,9,191,11],[192,0,194,0],[192,1,194,2],[192,3,194,3],[192,4,194,4],[192,5,194,5],[192,6,194,6],[192,7,192,11],[193,7,194,7],[193,8,194,8],[193,9,193,11],[194,1,194,2],[195,1,195,2],[196,1,196,2],[197,1,197,2],[198,1,198,2],[199,1,199,2],[199,3,199,4],[200,1,200,2],[201,0,201,7],[202,0,202,7],[204,0,204,11]],"flags":["formulas_cached_only"]}
["分部分项工程清单与计价表","","","","","","","","","","",""]
["工程名称：","","凉山州第二民族中学建设项目\\总平、景观绿化工程【给排水工程】","","","","标段：","","","第1页共19页","",""]
["序号"," 项目编码 ","","项目名称","项目特征描述","计量\r\n单位","工程量","金额（元）","","","",""]
["","","","","","","","综合单价","合价","其中","",""]
["","","","","","","","","","定额人工费","定额机械费","暂估价"]
[" "," ","","给水工程 ",""," "," "," "," "," "," "," "]
["1","031001007001","","钢丝网骨架塑料复合给水管 DN20","1.安装部位：综合考虑\r\n2.材质：钢丝网骨架塑料复合给水管\r\n3.型号、规格：DN65\r\n4.连接方式：电热熔连接\r\n5.压力等级：1.0MPa\r\n6.管道消毒、冲洗、水压试验、灌水试验等\r\n7.管件制作安装，各种管件（大小头、管堵、弯头、直接头、三通、四通等）综合考虑，不作调整\r\n8.含警示带铺设（警示带形式综合考虑，不作调整）、管道刷油、色环标识等\r\n9.其它未尽事宜满足设计及现行技术、质量验收规范要求","m","0"," ","","","",""]
["本页小计","","","","","","","","","","",""]
[]
["表-08 ","","","","","","","","","","",""]
["分部分项工程清单与计价表","","","","","","","","","","",""]
["工程名称：","","凉山州第二民族中学建设项目\\总平、景观绿化工程【给排水工程】","","","","标段：","","","第2页共19页","",""]
["序号"," 项目编码 ","","项目名称","项目特征描述","计量\r\n单位","工程量","金额（元）","","","",""]
["","","","","","","","综合单价","合价","其中","",""]
["","","","","","","","","","定额人工费","定额机械费","暂估价"]
["2","031001007002","","钢丝网骨架塑料复合给水管 DN25","1.安装部位：综合考虑\r\n2.材质：钢丝网骨架塑料复合给水管\r\n3.型号、规格：DN65\r\n4.连接方式：电热熔连接\r\n5.压力等级：1.0MPa\r\n6.管道消毒、冲洗、水压试验、灌水试验等\r\n7.管件制作安装，各种管件（大小头、管堵、弯头、直接头、三通、四通等）综合考虑，不作调整\r\n8.含警示带铺设（警示带形式综合考虑，不作调整）、管道刷油、色环标识等\r\n9.其它未尽事宜满足设计及现行技术、质量验收规范要求","m","0"," ","","","",""]
["本页小计","","","","","","","","","","",""]
[]
["表-08 ","","","","","","","","","","",""]
["分部分项工程清单与计价表","","","","","","","","","","",""]
["工程名称：","","凉山州第二民族中学建设项目\\总平、景观绿化工程【给排水工程】","","","","标段：","","","第3页共19页","",""]
["序号"," 项目编码 ","","项目名称","项目特征描述","计量\r\n单位","工程量","金额（元）","","","",""]
["","","","","","","","综合单价","合价","其中","",""]
["","","","","","","","","","定额人工费","定额机械费","暂估价"]
["3","031001007003","","钢丝网骨架塑料复合给水管 DN50","1.安装部位：综合考虑\r\n2.材质：钢丝网骨架塑料复合给水管\r\n3.型号、规格：DN65\r\n4.连接方式：电热熔连接\r\n5.压力等级：1.0MPa\r\n6.管道消毒、冲洗、水压试验、灌水试验等\r\n7.管件制作安装，各种管件（大小头、管堵、弯头、直接头、三通、四通等）综合考虑，不作调整\r\n8.含警示带铺设（警示带形式综合考虑，不作调整）、管道刷油、色环标识等\r\n9.其它未尽事宜满足设计及现行技术、质量验收规范要求","m","0"," ","","","",""]
["本页小计","","","","","","","","","","",""]
[]
["表-08 ","","","","","","","","","","",""]
["分部分项工程清单与计价表","","","","","","","","","","",""]
["工程名称：","","凉山州第二民族中学建设项目\\总平、景观绿化工程【给排水工程】","","","","标段：","","","第4页共19页","",""]
["序号"," 项目编码 ","","项目名称","项目特征描述","计量\r\n单位","工程量","金额（元）","","","",""]
["","","","","","","","综合单价","合价","其中","",""]
["","","","","","","","","","定额人工费","定额机械费","暂估价"]
["4","031001007004","","钢丝网骨架塑料复合给水管 DN65","1.安装部位：综合考虑\r\n2.材质：钢丝网骨架塑料复合给水管\r\n3.型号、规格：DN65\r\n4.连接方式：电热熔连接\r\n5.压力等级：1.0MPa\r\n6.管道消毒、冲洗、水压试验、灌水试验等\r\n7.管件制作安装，各种管件（大小头、管堵、弯头、直接头、三通、四通等）综合考虑，不作调整\r\n8.含警示带铺设（警示带形式综合考虑，不作调整）、管道刷油、色环标识等\r\n9.其它未尽事宜满足设计及现行技术、质量验收规范要求","m","0"," ","","","",""]
["本页小计","","","","","","","","","","",""]
[]
["表-08 ","","","","","","","","","","",""]
["分部分项工程清单与计价表","","","","","","","","","","",""]
["工程名称：","","凉山州第二民族中学建设项目\\总平、景观绿化工程【给排水工程】","","","","标段：","","","第5页共19页","",""]
["序号"," 项目编码 ","","项目名称","项目特征描述","计量\r\n单位","工程量","金额（元）","","","",""]
["","","","","","","","综合单价","合价","其中","",""]
["","","","","","","","","","定额人工费","定额机械费","暂估价"]
["5","031001007005","","钢丝网骨架塑料复合给水管 DN80","1.安装部位：综合考虑\r\n2.材质：钢丝网骨架塑料复合给水管\r\n3.型号、规格：DN65\r\n4.连接方式：电热熔连接\r\n5.压力等级：1.0MPa\r\n6.管道消毒、冲洗、水压试验、灌水试验等\r\n7.管件制作安装，各种管件（大小头、管堵、弯头、直接头、三通、四通等）综合考虑，不作调整\r\n8.含警示带铺设（警示带形式综合考虑，不作调整）、管道刷油、色环标识等\r\n9.其它未尽事宜满足设计及现行技术、质量验收规范要求","m","0"," ","","","",""]
["本页小计","","","","","","","","","","",""]
[]
["表-08 ","","","","","","","","","","",""]
["分部分项工程清单与计价表","","","","","","","","","","",""]
["工程名称：","","凉山州第二民族中学建设项目\\总平、景观绿化工程【给排水工程】","","","","标段：","","","第6页共19页","",""]
["序号"," 项目编码 ","","项目名称","项目特征描述","计量\r\n单位","工程量","金额（元）","","","",""]
["","","","","","","","综合单价","合价","其中","",""]
["","","","","","","","","","定额人工费","定额机械费","暂估价"]
["6","031001007006","","钢丝网骨架塑料复合给水管 DN100","1.安装部位：综合考虑\n2.材质：钢丝网骨架塑料复合给水管\n3.型号、规格：DN100\n4.连接方式：电热熔连接\n5.压力等级：1.0MPa\n6.管道消毒、冲洗、水压试验、灌水试验等\n7.管件制作安装，各种管件（大小头、管堵、弯头、直接头、三通、四通等）综合考虑，不作调整\n8.含警示带铺设（警示带形式综合考虑，不作调整）、管道刷油、色环标识等\n9.其它未尽事宜满足设计及现行技术、质量验收规范要求","m","0"," ","","","",""]
["本页小计","","","","","","","","","","",""]
[]
["表-08 ","","","","","","","","","","",""]
["分部分项工程清单与计价表","","","","","","","","","","",""]
["工程名称：","","凉山州第二民族中学建设项目\\总平、景观绿化工程【给排水工程】","","","","标段：","","","第7页共19页","",""]
["序号"," 项目编码 ","","项目名称","项目特征描述","计量\r\n单位","工程量","金额（元）","","","",""]
["","","","","","","","综合单价","合价","其中","",""]
["","","","","","","","","","定额人工费","定额机械费","暂估价"]
["7","031001007007","","钢丝网骨架塑料复合给水管 DN150","1.安装部位：综合考虑\n2.材质：钢丝网骨架塑料复合给水管\n3.型号、规格：DN150\n4.连接方式：电热熔连接\n5.压力等级：1.0MPa\n6.管道消毒、冲洗、水压试验、灌水试验等\n7.管件制作安装，各种管件（大小头、管堵、弯头、直接头、三通、四通等）综合考虑，不作调整\n8.含警示带铺设（警示带形式综合考虑，不作调整）、管道刷油、色环标识等\n9.其它未尽事宜满足设计及现行技术、质量验收规范要求","m","0"," ","","","",""]
["本页小计","","","","","","","","","","",""]
[]
["表-08 ","","","","","","","","","","",""]
["分部分项工程清单与计价表","","","","","","","","","","",""]
["工程名称：","","凉山州第二民族中学建设项目\\总平、景观绿化工程【给排水工程】","","","","标段：","","","第8页共19页","",""]
["序号"," 项目编码 ","","项目名称","项目特征描述","计量\r\n单位","工程量","金额（元）","","","",""]
["","","","","","","","综合单价","合价","其中","",""]
["","","","","","","","","","定额人工费","定额机械费","暂估价"]
["8","031001007008","","钢丝网骨架塑料复合给水管 DN200","1.安装部位：综合考虑\n2.材质：钢丝网骨架塑料复合给水管\n3.型号、规格：DN200\n4.连接方式：电热熔连接\n5.压力等级：1.0MPa\n6.管道消毒、冲洗、水压试验、灌水试验等\n7.管件制作安装，各种管件（大小头、管堵、弯头、直接头、三通、四通等）综合考虑，不作调整\n8.含警示带铺设（警示带形式综合考虑，不作调整）、管道刷油、色环标识等\n9.其它未尽事宜满足设计及现行技术、质量验收规范要求","m","0"," ","","","",""]
["本页小计","","","","","","","","","","",""]
[]
["表-08 ","","","","","","","","","","",""]
["分部分项工程清单与计价表","","","","","","","","","","",""]
["工程名称：","","凉山州第二民族中学建设项目\\总平、景观绿化工程【给排水工程】","","","","标段：","","","第9页共19页","",""]
["序号"," 项目编码 ","","项目名称","项目特征描述","计量\r\n单位","工程量","金额（元）","","","",""]
["","","","","","","","综合单价","合价","其中","",""]
["","","","","","","","","","定额人工费","定额机械费","暂估价"]
["9","031003003009","","蝶阀 DN100","1.类型：蝶阀\n2.材质：铸铁\n3.规格、压力等级：DN100，压力等级详设计\n4.连接形式：综合考虑\n5.包含：切管、套丝、制垫、加垫、阀门连接、管件安装、紧螺栓、试压检查、法兰等所有附件\n6.其它未尽事宜满足设计及现行技术、质量验收规范要求","个","0"," ","","","",""]
["10","031003003010","","碟阀 DN150","1.类型：碟阀\r\n2.材质：铸铁\r\n3.规格、压力等级：DN150，压力等级详设计\r\n4.连接形式：综合考虑\r\n5.包含：切管、套丝、制垫、加垫、阀门连接、管件安装、紧螺栓、试压检查、法兰等所有附件\r\n6.其它未尽事宜满足设计及现行技术、质量验收规范要求","个","0"," ","","","",""]
["本页小计","","","","","","","","","","",""]
[]
["表-08 ","","","","","","","","","","",""]
["分部分项工程清单与计价表","","","","","","","","","","",""]
["工程名称：","","凉山州第二民族中学建设项目\\总平、景观绿化工程【给排水工程】","","","","标段：","","","第10页共19页","",""]
["序号"," 项目编码 ","","项目名称","项目特征描述","计量\r\n单位","工程量","金额（元）","","","",""]
["","","","","","","","综合单价","合价","其中","",""]
["","","","","","","","","","定额人工费","定额机械费","暂估价"]
["11","031003003011","","碟阀 DN200","1.类型：碟阀\r\n2.材质：铸铁\r\n3.规格、压力等级：DN200，压力等级详设计\r\n4.连接形式：综合考虑\r\n5.包含：切管、套丝、制垫、加垫、阀门连接、管件安装、紧螺栓、试压检查、法兰等所有附件\r\n6.其它未尽事宜满足设计及现行技术、质量验收规范要求","个","0"," ","","","",""]
["12","031003003012","","闸阀 DN200","1.类型：闸阀\n2.材质：铸铁\n3.规格、压力等级：DN200，压力等级详设计\n4.连接形式：综合考虑\n5.包含：切管、套丝、制垫、加垫、阀门连接、管件安装、紧螺栓、试压检查、法兰等所有附件\n6.其它未尽事宜满足设计及现行技术、质量验收规范要求","个","0"," ","","","",""]
["本页小计","","","","","","","","","","",""]
[]
["表-08 ","","","","","","","","","","",""]
["分部分项工程清单与计价表","","","","","","","","","","",""]
["工程名称：","","凉山州第二民族中学建设项目\\总平、景观绿化工程【给排水工程】","","","","标段：","","","第11页共19页","",""]
["序号"," 项目编码 ","","项目名称","项目特征描述","计量\r\n单位","工程量","金额（元）","","","",""]
["","","","","","","","综合单价","合价","其中","",""]
["","","","","","","","","","定额人工费","定额机械费","暂估价"]
["13","031003013013","","水表 DN50","1.材质：碳钢\r\n2.型号、规格：DN50\r\n3.连接方式：法兰（带旁通及止回阀）\r\n4.含水表、闸阀、止回阀、法兰挠性接头、碳钢平焊法兰","组","0"," ","","","",""]
["14","031003013014","","水表 DN150","1.材质：碳钢\r\n2.型号、规格：DN150\r\n3.连接方式：法兰（带旁通及止回阀）\r\n4.含水表、闸阀、止回阀、法兰挠性接头、碳钢平焊法兰","组","0"," ","","","",""]
["15","031003013015","","水表 DN200","1.材质：碳钢\r\n2.型号、规格：DN200\r\n3.连接方式：法兰（带旁通及止回阀）\r\n4.含水表、闸阀、止回阀、法兰挠性接头、碳钢平焊法兰","组","0"," ","","","",""]
["本页小计","","","","","","","","","","",""]
[]
["表-08 ","","","","","","","","","","",""]
["分部分项工程清单与计价表","","","","","","","","","","",""]
["工程名称：","","凉山州第二民族中学建设项目\\总平、景观绿化工程【给排水工程】","","","","标段：","","","第12页共19页","",""]
["序号"," 项目编码 ","","项目名称","项目特征描述","计量\r\n单位","工程量","金额（元）","","","",""]
["","","","","","","","综合单价","合价","其中","",""]
["","","","","","","","","","定额人工费","定额机械费","暂估价"]
["16","040504001016","","阀门井","1.垫层：100厚C10混凝土\n2.底板：200厚C25混凝土\n3.井壁：MU10级砖M10水泥砂浆\n4.盖板：C25混凝土\n5.井盖、井圈材质及规格 ：球磨铸铁井盖、井座，用防盗井盖并安装防坠网等防坠落措施\n6.20厚1:2水泥砂浆抹面\n7.含爬梯、砖砌支墩、模板制安及拆除等费用\n8.具体做法详图集05S502-P16\n9.其它未尽事宜满足设计及现行技术、质量验收规范要求","座","0"," ","","","",""]
["本页小计","","","","","","","","","","",""]
[]
["表-08 ","","","","","","","","","","",""]
["分部分项工程清单与计价表","","","","","","","","","","",""]
["工程名称：","","凉山州第二民族中学建设项目\\总平、景观绿化工程【给排水工程】","","","","标段：","","","第13页共19页","",""]
["序号"," 项目编码 ","","项目名称","项目特征描述","计量\r\n单位","工程量","金额（元）","","","",""]
["","","","","","","","综合单价","合价","其中","",""]
["","","","","","","","","","定额人工费","定额机械费","暂估价"]
["17","040504002019","","水表井","1.钢筋混凝土水表井 按国标05S502-P136《砖砌圆形水表井(DN2010)》和05S502-P136《钢筋混凝土水表井(不带旁通)》执行。\r\n2.管道直径：DN200\r\n3.包括除模板工程外的所有工程（土方、砼、防水、通气管、盖板、支架等）\r\n4.砼种类：商品砼","座","0"," ","","","",""]
["18","030901011001","","地上式消火栓","1.安装部门：室外\r\n2.型号、规格：SS100/65-1.0 DN100mm\r\n3.单栓、双栓：双出口","套","0"," ","","","",""]
[" "," ","","分部小计 ",""," "," "," "," "," "," "," "]
[" "," ","","雨、污水 ",""," "," "," "," "," "," "," "]
["19","010401011020","","安全分流井","1.检查井参照图集《排水检查井》(02S515)的相关安装要求施工\r\n2.其他：满足设计、招标文件、技术标准和要求、相关图集、现行施工及验收规范等相关要求","座","1","2215.58","2215.58","360.25","66.52",""]
["本页小计","","","","","","","","2215.58","360.25","66.52",""]
[]
["表-08 ","","","","","","","","","","",""]
["分部分项工程清单与计价表","","","","","","","","","","",""]
["工程名称：","","凉山州第二民族中学建设项目\\总平、景观绿化工程【给排水工程】","","","","标段：","","","第14页共19页","",""]
["序号"," 项目编码 ","","项目名称","项目特征描述","计量\r\n单位","工程量","金额（元）","","","",""]
["","","","","","","","综合单价","合价","其中","",""]
["","","","","","","","","","定额人工费","定额机械费","暂估价"]
["20","010507006021","","13#钢筋混凝土化粪池(有覆土)","1.13#钢筋混凝土化粪池(有覆土) ，做法详图集03S702\r\n2.包含开挖、回填、外运、垫层、池底、池壁、池顶、盖板、钢筋、爬梯、模板等全部内容，投标人自行考虑","座","6","85913.00","515478.00","91211.94","22667.28",""]
["21","010507006022","","成品隔油池","1.名称：成品隔油池\r\n2.规格：日处理量为71.72m³/h ","座","1","16800.00","16800.00","","",""]
["22","010507006023","","200m³模块蓄水池 ","1.名称：200m³模块蓄水池\r\n2.规格：200m³ ","座","2","200000.00","400000.00","","",""]
["23","010507006046","","50m³模块蓄水池 ","1.部位 \r\n2.混凝土强度等级 \r\n3.防水、抗渗要求","座","2","130000.00","260000.00","","",""]
["24","010507006024","","20m³模块蓄水池 ","1.名称：20m³模块蓄水池\r\n2.规格：5m×2m×2m ","座","2","55000.00","110000.00","","",""]
["25","010507006025","","实验楼预处理池","1.名称：实验楼预处理池\r\n2.规格：4750mm*2000mm*2450mm","座","1","18793.94","18793.94","4807.43","420.53",""]
["本页小计","","","","","","","","1321071.94","96019.37","23087.81",""]
[]
["表-08 ","","","","","","","","","","",""]
["分部分项工程清单与计价表","","","","","","","","","","",""]
["工程名称：","","凉山州第二民族中学建设项目\\总平、景观绿化工程【给排水工程】","","","","标段：","","","第15页共19页","",""]
["序号"," 项目编码 ","","项目名称","项目特征描述","计量\r\n单位","工程量","金额（元）","","","",""]
["","","","","","","","综合单价","合价","其中","",""]
["","","","","","","","","","定额人工费","定额机械费","暂估价"]
["26","011702031026","","雨水调蓄池","1.池部位：室外 \r\n2.池规格：50m³\r\n3.此项单价包含挖填方及外运 ","座","1","33600.00","33600.00","","",""]
["27","011702032027","","废水HMCN塑料成品检查井","1.检查井部位：室外 \r\n2.检查井规格：φ700mm","座","22","1749.34","38485.48","1149.50","",""]
["28","011702032028","","污水HMCN塑料成品检查井","1.检查井部位：室外 \r\n2.检查井规格：φ700mm","座","409","1749.34","715480.06","21370.25","",""]
["29","011702032029","","雨水HMCN塑料成品检查井","1.检查井部位：室外 \r\n2.检查井规格：φ700mm","座","175","1749.34","306134.50","9143.75","",""]
["30","031001006030","","HDPE雨水双壁波纹管 DN200","1.安装部位：室外 \r\n2.介质：雨水\r\n3.材质、规格：DN200环刚度8KN/M2,产品执行GB/T19472.2-2004B型管标准或 \r\n4.连接形式：采用橡胶圈承插接口\r\n","m","300.28","47.74","14335.37","1402.31","",""]
["本页小计","","","","","","","","1108035.41","33065.81","",""]
[]
["表-08 ","","","","","","","","","","",""]
["分部分项工程清单与计价表","","","","","","","","","","",""]
["工程名称：","","凉山州第二民族中学建设项目\\总平、景观绿化工程【给排水工程】","","","","标段：","","","第16页共19页","",""]
["序号"," 项目编码 ","","项目名称","项目特征描述","计量\r\n单位","工程量","金额（元）","","","",""]
["","","","","","","","综合单价","合价","其中","",""]
["","","","","","","","","","定额人工费","定额机械费","暂估价"]
["31","031001006031","","HDPE废水双壁波纹管 DN300","1.安装部位：室外 \r\n2.介质：废水\r\n3.材质、规格：DN300环刚度8KN/M2,产品执行GB/T19472.2-2004B型管标准或 \r\n4.连接形式：采用橡胶圈承插接口\r\n","m","392.78","58.95","23154.38","2403.81","",""]
["32","031001006032","","HDPE雨水双壁波纹管 DN300","1.安装部位：室外 \r\n2.介质：雨水\r\n3.材质、规格：DN300环刚度8KN/M2,产品执行GB/T19472.2-2004B型管标准或 \r\n4.连接形式：采用橡胶圈承插接口\r\n","m","3630.09","58.95","213993.81","22216.15","",""]
["33","031001006033","","HDPE污水双壁波纹管 DN300","1.安装部位：室外 \r\n2.介质：污水\r\n3.材质、规格：DN300环刚度8KN/M2,产品执行GB/T19472.2-2004B型管标准或 \r\n4.连接形式：采用橡胶圈承插接口\r\n","m","2837.09","58.95","167246.46","17362.99","",""]
["本页小计","","","","","","","","404394.65","41982.95","",""]
[]
["表-08 ","","","","","","","","","","",""]
["分部分项工程清单与计价表","","","","","","","","","","",""]
["工程名称：","","凉山州第二民族中学建设项目\\总平、景观绿化工程【给排水工程】","","","","标段：","","","第17页共19页","",""]
["序号"," 项目编码 ","","项目名称","项目特征描述","计量\r\n单位","工程量","金额（元）","","","",""]
["","","","","","","","综合单价","合价","其中","",""]
["","","","","","","","","","定额人工费","定额机械费","暂估价"]
["34","031001006034","","HDPE污水双壁波纹管 DN400","1.安装部位：室外 \r\n2.介质：污水\r\n3.材质、规格：DN400环刚度8KN/M2,产品执行GB/T19472.2-2004B型管标准或 \r\n4.连接形式：采用橡胶圈承插接口\r\n","m","39.04","74.36","2903.01","290.46","",""]
["35","031001006035","","HDPE雨水双壁波纹管 DN400","1.安装部位：室外 \r\n2.介质：雨水\r\n3.材质、规格：DN400环刚度8KN/M2,产品执行GB/T19472.2-2004B型管标准或 \r\n4.连接形式：采用橡胶圈承插接口\r\n","m","738.57","74.36","54920.07","5494.96","",""]
["36","031001006036","","HDPE雨水双壁波纹管 DN500","1.安装部位：室外 \r\n2.介质：雨水\r\n3.材质、规格：DN500环刚度8KN/M2,产品执行GB/T19472.2-2004B型管标准或 \r\n4.连接形式：采用橡胶圈承插接口\r\n","m","317.67","118.70","37707.43","3221.17","",""]
["本页小计","","","","","","","","95530.51","9006.59","",""]
[]
["表-08 ","","","","","","","","","","",""]
["分部分项工程清单与计价表","","","","","","","","","","",""]
["工程名称：","","凉山州第二民族中学建设项目\\总平、景观绿化工程【给排水工程】","","","","标段：","","","第18页共19页","",""]
["序号"," 项目编码 ","","项目名称","项目特征描述","计量\r\n单位","工程量","金额（元）","","","",""]
["","","","","","","","综合单价","合价","其中","",""]
["","","","","","","","","","定额人工费","定额机械费","暂估价"]
["37","031001006037","","HDPE雨水双壁波纹管 DN600","1.安装部位：室外 \r\n2.介质：雨水\r\n3.材质、规格：DN600环刚度8KN/M2,产品执行GB/T19472.2-2004B型管标准或 \r\n4.连接形式：采用橡胶圈承插接口\r\n","m","26.65","374.83","9989.22","270.23","","9576.25"]
["38","040504009009","","单箅雨水口","1.雨水口做法详见：05S518","座","164","911.95","149559.80","29344.52","3376.76",""]
["39","自编039","","截污挂篮沉淀装置","1.名称：截污挂篮沉淀装置","套","1","18600.00","18600.00","","",""]
["40","自编040","","雨水弃流过滤装置","1.名称：截污挂篮沉淀装置","套","1","14600.00","14600.00","","",""]
["41","030103001045","","成品地埋式实验室废水处理设备","1.名称 \r\n2.型号 \r\n3.规格 \r\n4.质量 \r\n5.灌浆配合比 \r\n6.单机试运转要求","项","1","400000.00","400000.00","","",""]
[" "," ","","分部小计 ",""," "," "," ","3523997.11","210049.72","26531.09","9576.25"]
[" "," ","","管道土方 ",""," "," "," "," "," "," "," "]
["本页小计","","","","","","","","592749.02","29614.75","3376.76","9576.25"]
[]
["表-08 ","","","","","","","","","","",""]
["分部分项工程清单与计价表","","","","","","","","","","",""]
["工程名称：","","凉山州第二民族中学建设项目\\总平、景观绿化工程【给排水工程】","","","","标段：","","","第19页共19页","",""]
["序号"," 项目编码 ","","项目名称","项目特征描述","计量\r\n单位","工程量","金额（元）","","","",""]
["","","","","","","","综合单价","合价","其中","",""]
["","","","","","","","","","定额人工费","定额机械费","暂估价"]
["42","010101007041","","挖管沟土方","1.土壤类别：综合 \r\n2.管外径：详施工图 \r\n3.挖沟深度 ：符合设计及规范要求\r\n4.回填要求：满足设计及规范要求\r\n","m³ ","13103.5","18.72","245297.52","122779.80","69710.62",""]
["43","010103001009","","管沟回填土方","1.土质要求：一般土壤\r\n2.密实度要求：按规范要求，夯填\r\n3.运距：场内运输1km","m³ ","8831.32","13.92","122931.97","29849.86","66146.59",""]
["44","040305001044","","管道基础-砂垫层","1.材料品种、规格：砂垫层\r\n2.厚度：150mm","m³ ","1713.57","176.71","302804.95","47791.47","2998.75",""]
["45","040303002021","","C20混凝土包封","1.混凝土强度等级：C20商品混凝土\r\n2.泄水孔材料品种、规格：按设计要求\r\n3.滤水层要求 ：按设计要求\r\n4.沉降缝要求：按设计要求","m³ ","34","479.95","16318.30","1429.70","8.50",""]
[" "," ","","分部小计 ",""," "," "," ","687352.74","201850.83","138864.46"," "]
["","","","","","","","","","","",""]
["本页小计","","","","","","","","687352.74","201850.83","138864.46",""]
["合    计","","","","","","","","4211349.85","411900.55","165395.55","9576.25"]
[]
["表-08 ","","","","","","","","","","",""]

{"sheet":"F.1.2 单价措施项目清单计价表(表-08)【总平、景观~4","index":12,"n_rows":80,"n_cols":14,"rows_kept":80,"merged":[[0,0,0,13],[1,0,1,1],[1,2,1,7],[1,8,1,10],[1,11,1,13],[2,0,4,0],[2,1,4,2],[2,3,4,3],[2,4,4,4],[2,5,4,5],[2,6,4,6],[2,7,2,13],[3,7,4,8],[3,9,4,9],[3,10,3,13],[4,1,4,2],[4,7,4,8],[4,10,4,11],[5,1,5,2],[5,7,5,8],[5,10,5,11],[6,1,6,2],[6,7,6,8],[6,10,6,11],[7,0,7,8],[7,10,7,11],[9,0,9,13],[10,0,10,13],[11,0,11,1],[11,2,11,7],[11,8,11,10],[11,11,11,13],[12,0,14,0],[12,1,14,2],[12,3,14,3],[12,4,14,4],[12,5,14,5],[12,6,14,6],[12,7,12,13],[13,7,14,8],[13,9,14,9],[13,10,13,13],[14,1,14,2],[14,7,14,8],[14,10,14,11],[15,1,15,2],[15,7,15,8],[15,10,15,11],[16,0,16,8],[16,10,16,11],[18,0,18,13],[19,0,19,13],[20,0,20,1],[20,2,20,7],[20,8,20,10],[20,11,20,13],[21,0,23,0],[21,1,23,2],[21,3,23,3],[21,4,23,4],[21,5,23,5],[21,6,23,6],[21,7,21,13],[22,7,23,8],[22,9,23,9],[22,10,22,13],[23,1,23,2],[23,7,23,8],[23,10,23,11],[24,1,24,2],[24,7,24,8],[24,10,24,11],[25,0,25,8],[25,10,25,11],[27,0,27,13],[28,0,28,13],[29,0,29,1],[29,2,29,7],[29,8,29,10],[29,11,29,13],[30,0,32,0],[30,1,32,2],[30,3,32,3],[30,4,32,4],[30,5,32,5],[30,6,32,6],[30,7,30,13],[31,7,32,8],[31,9,32,9],[31,10,31,13],[32,1,32,2],[32,7,32,8],[32,10,32,11],[33,1,33,2],[33,7,33,8],[33,10,33,11],[34,0,34,8],[34,10,34,11],[36,0,36,13],[37,0,37,13],[38,0,38,1],[38,2,38,7],[38,8,38,10],[38,11,38,13],[39,0,41,0],[39,1,41,2],[39,3,41,3],[39,4,41,4],[39,5,41,5],[39,6,41,6],[39,7,39,13],[40,7,41,8],[40,9,41,9],[40,10,40,13],[41,1,41,2],[41,7,41,8],[41,10,41,11],[42,1,42,2],[42,7,42,8],[42,10,42,11],[43,0,43,8],[43,10,43,11],[45,0,45,13],[46,0,46,13],[47,0,47,1],[47,2,47,7],[47,8,47,10],[47,11,47,13],[48,0,50,0],[48,1,50,2],[48,3,50,3],[48,4,50,4],[48,5,50,5],[48,6,50,6],[48,7,48,13],[49,7,50,8],[49,9,50,9],[49,10,49,13],[50,1,50,2],[50,7,50,8],[50,10,50,11],[51,1,51,2],[51,7,51,8],[51,10,51,11],[52,1,52,2],[52,7,52,8],[52,10,52,11],[53,1,53,2],[53,7,53,8],[53,10,53,11],[54,1,54,2],[54,7,54,8],[54,10,54,11],[55,1,55,2],[55,7,55,8],[55,10,55,11],[56,0,56,8],[56,10,56,11],[58,0,58,13],[59,0,59,13],[60,0,60,1],[60,2,60,7],[60,8,60,10],[60,11,60,13],[61,0,63,0],[61,1,63,2],[61,3,63,3],[61,4,63,4],[61,5,63,5],[61,6,63,6],[61,7,61,13],[62,7,63,8],[62,9,63,9],[62,10,62,13],[63,1,63,2],[63,7,63,8],[63,10,63,11],[64,1,64,2],[64,7,64,8],[64,10,64,11],[65,1,65,2],[65,7,65,8],[65,10,65,11],[66,1,66,2],[66,7,66,8],[66,10,66,11],[67,1,67,2],[67,7,67,8],[67,10,67,11],[68,1,68,2],[68,7,68,8],[68,10,68,11],[69,1,69,2],[69,7,69,8],[69,10,69,11],[70,1,70,2],[70,7,70,8],[70,10,70,11],[71,1,71,2],[71,7,71,8],[71,10,71,11],[72,1,72,2],[72,7,72,8],[72,10,72,11],[73,1,73,2],[73,7,73,8],[73,10,73,11],[74,1,74,2],[74,7,74,8],[74,10,74,11],[75,1,75,2],[75,7,75,8],[75,10,75,11],[76,0,76,8],[76,10,76,11],[77,0,77,8],[77,10,77,11],[79,0,79,13]],"flags":["formulas_cached_only"]}
["单价措施项目清单与计价表","","","","","","","","","","","","",""]
["工程名称：","","凉山州第二民族中学建设项目\\总平、景观绿化工程【给排水工程】","","","","","","标段：","","","第1页共7页","",""]
["序号"," 项目编码 ","","项目名称","项目特征描述","计量\r\n单位","工程量","金额（元）","","","","","",""]
["","","","","","","","综合单价","","合价","其中","","",""]
["","","","","","","","","","","定额人工费","","定额机械费","暂估价"]
[" "," ","","混凝土模板及支架（撑 ）"," "," "," "," ",""," "," ",""," "," "]
["1","011702031107","","化粪池池底模板安拆","1.支模高度：综合\r\n2.模板类型：木模、组合钢模板、竹胶合板、复合模板等综合\r\n3.支架材料：钢管、竹、木支架等综合\r\n4.投标人应根据设计图纸、施工组织设计、现场实际情况和企业自身情况综合报价，不论采用何种支模方式均执行该综合单价\r\n5.综合单价内应包含模板支架及模板的安拆、维修、维护、运输等相关费用\r\n6.其他：满足设计及施工验收规范要求","㎡","10.02","59.58","","596.99","265.03","","4.81",""]
["本页小计","","","","","","","","","596.99","265.03","","4.81",""]
[]
["表-08 ","","","","","","","","","","","","",""]
["单价措施项目清单与计价表","","","","","","","","","","","","",""]
["工程名称：","","凉山州第二民族中学建设项目\\总平、景观绿化工程【给排水工程】","","","","","","标段：","","","第2页共7页","",""]
["序号"," 项目编码 ","","项目名称","项目特征描述","计量\r\n单位","工程量","金额（元）","","","","","",""]
["","","","","","","","综合单价","","合价","其中","","",""]
["","","","","","","","","","","定额人工费","","定额机械费","暂估价"]
["2","011702031108","","化粪池池壁（隔墙）模板安拆","1.支模高度：综合\r\n2.模板类型：木模、组合钢模板、竹胶合板、复合模板等综合\r\n3.支架材料：钢管、竹、木支架等综合\r\n4.投标人应根据设计图纸、施工组织设计、现场实际情况和企业自身情况综合报价，不论采用何种支模方式均执行该综合单价\r\n5.综合单价内应包含模板支架及模板的安拆、维修、维护、运输等相关费用\r\n6.其他：满足设计及施工验收规范要求","㎡","253.75","55.79","","14156.71","6549.29","","119.26",""]
["本页小计","","","","","","","","","14156.71","6549.29","","119.26",""]
[]
["表-08 ","","","","","","","","","","","","",""]
["单价措施项目清单与计价表","","","","","","","","","","","","",""]
["工程名称：","","凉山州第二民族中学建设项目\\总平、景观绿化工程【给排水工程】","","","","","","标段：","","","第3页共7页","",""]
["序号"," 项目编码 ","","项目名称","项目特征描述","计量\r\n单位","工程量","金额（元）","","","","","",""]
["","","","","","","","综合单价","","合价","其中","","",""]
["","","","","","","","","","","定额人工费","","定额机械费","暂估价"]
["3","011702031109","","化粪池池盖模板安拆","1.支模高度：综合\r\n2.模板类型：木模、组合钢模板、竹胶合板、复合模板等综合\r\n3.支架材料：钢管、竹、木支架等综合\r\n4.投标人应根据设计图纸、施工组织设计、现场实际情况和企业自身情况综合报价，不论采用何种支模方式均执行该综合单价\r\n5.综合单价内应包含模板支架及模板的安拆、维修、维护、运输等相关费用\r\n6.其他：满足设计及施工验收规范要求","㎡","22.21","60.53","","1344.37","636.76","","33.09",""]
["本页小计","","","","","","","","","1344.37","636.76","","33.09",""]
[]
["表-08 ","","","","","","","","","","","","",""]
["单价措施项目清单与计价表","","","","","","","","","","","","",""]
["工程名称：","","凉山州第二民族中学建设项目\\总平、景观绿化工程【给排水工程】","","","","","","标段：","","","第4页共7页","",""]
["序号"," 项目编码 ","","项目名称","项目特征描述","计量\r\n单位","工程量","金额（元）","","","","","",""]
["","","","","","","","综合单价","","合价","其中","","",""]
["","","","","","","","","","","定额人工费","","定额机械费","暂估价"]
["4","011702031109","","化粪池井圈模板安拆","1.支模高度：综合\r\n2.模板类型：木模、组合钢模板、竹胶合板、复合模板等综合\r\n3.支架材料：钢管、竹、木支架等综合\r\n4.投标人应根据设计图纸、施工组织设计、现场实际情况和企业自身情况综合报价，不论采用何种支模方式均执行该综合单价\r\n5.综合单价内应包含模板支架及模板的安拆、维修、维护、运输等相关费用\r\n6.其他：满足设计及施工验收规范要求","㎡","20.33","79.28","","1611.76","795.31","","11.99",""]
["本页小计","","","","","","","","","1611.76","795.31","","11.99",""]
[]
["表-08 ","","","","","","","","","","","","",""]
["单价措施项目清单与计价表","","","","","","","","","","","","",""]
["工程名称：","","凉山州第二民族中学建设项目\\总平、景观绿化工程【给排水工程】","","","","","","标段：","","","第5页共7页","",""]
["序号"," 项目编码 ","","项目名称","项目特征描述","计量\r\n单位","工程量","金额（元）","","","","","",""]
["","","","","","","","综合单价","","合价","其中","","",""]
["","","","","","","","","","","定额人工费","","定额机械费","暂估价"]
["5","011702031168","","化粪池现浇梁模板安拆","1.支模高度：综合\r\n2.模板类型：木模、组合钢模板、竹胶合板、复合模板等综合\r\n3.支架材料：钢管、竹、木支架等综合\r\n4.投标人应根据设计图纸、施工组织设计、现场实际情况和企业自身情况综合报价，不论采用何种支模方式均执行该综合单价\r\n5.综合单价内应包含模板支架及模板的安拆、维修、维护、运输等相关费用\r\n6.其他：满足设计及施工验收规范要求","㎡","12.04","58.95","","709.76","325.80","","12.16",""]
["本页小计","","","","","","","","","709.76","325.80","","12.16",""]
[]
["表-08 ","","","","","","","","","","","","",""]
["单价措施项目清单与计价表","","","","","","","","","","","","",""]
["工程名称：","","凉山州第二民族中学建设项目\\总平、景观绿化工程【给排水工程】","","","","","","标段：","","","第6页共7页","",""]
["序号"," 项目编码 ","","项目名称","项目特征描述","计量\r\n单位","工程量","金额（元）","","","","","",""]
["","","","","","","","综合单价","","合价","其中","","",""]
["","","","","","","","","","","定额人工费","","定额机械费","暂估价"]
["6","011702031107","","实验楼预处理池池底模板安拆","1.支模高度：综合\r\n2.模板类型：木模、组合钢模板、竹胶合板、复合模板等综合\r\n3.支架材料：钢管、竹、木支架等综合\r\n4.投标人应根据设计图纸、施工组织设计、现场实际情况和企业自身情况综合报价，不论采用何种支模方式均执行该综合单价\r\n5.综合单价内应包含模板支架及模板的安拆、维修、维护、运输等相关费用\r\n6.其他：满足设计及施工验收规范要求","㎡","4.05","59.58","","241.30","107.12","","1.94",""]
["7","011702001","","基础模板","基础类型","㎡","105","54.96","","5770.80","2517.90","","57.75",""]
[" "," ","","小计"," "," "," "," ","","24431.69","11197.21","","241.00"," "]
[" "," ","","专业措施项目"," "," "," "," ",""," "," ",""," "," "]
["8","031301017076","","脚手架搭拆"," ","项","1"," ","","","","","",""]
["本页小计","","","","","","","","","6012.1","2625.02","","59.69",""]
[]
["表-08 ","","","","","","","","","","","","",""]
["单价措施项目清单与计价表","","","","","","","","","","","","",""]
["工程名称：","","凉山州第二民族中学建设项目\\总平、景观绿化工程【给排水工程】","","","","","","标段：","","","第7页共7页","",""]
["序号"," 项目编码 ","","项目名称","项目特征描述","计量\r\n单位","工程量","金额（元）","","","","","",""]
["","","","","","","","综合单价","","合价","其中","","",""]
["","","","","","","","","","","定额人工费","","定额机械费","暂估价"]
["9","031301018077","","其他措施"," ","项","1"," ","","","","","",""]
[" "," ","","小计"," "," "," "," ",""," "," ",""," "," "]
["","","","","","","","","","","","","",""]
["","","","","","","","","","","","","",""]
["","","","","","","","","","","","","",""]
["","","","","","","","","","","","","",""]
["","","","","","","","","","","","","",""]
["","","","","","","","","","","","","",""]
["","","","","","","","","","","","","",""]
["","","","","","","","","","","","","",""]
["","","","","","","","","","","","","",""]
["","","","","","","","","","","","","",""]
["本页小计","","","","","","","","","","","","",""]
["合    计","","","","","","","","","24431.69","11197.21","","241.00"," "]
[]
["表-08 ","","","","","","","","","","","","",""]

{"sheet":"F.1.1 分部分项工程清单计价表(表-08)【总平、景观~5","index":13,"n_rows":269,"n_cols":12,"rows_kept":269,"merged":[[0,0,0,11],[1,0,1,1],[1,2,1,5],[1,6,1,8],[1,9,1,11],[2,0,4,0],[2,1,4,2],[2,3,4,3],[2,4,4,4],[2,5,4,5],[2,6,4,6],[2,7,2,11],[3,7,4,7],[3,8,4,8],[3,9,3,11],[4,1,4,2],[5,1,5,2],[5,3,5,4],[6,1,6,2],[7,1,7,2],[8,1,8,2],[9,1,9,2],[10,1,10,2],[11,0,11,7],[13,0,13,11],[14,0,14,11],[15,0,15,1],[15,2,15,5],[15,6,15,8],[15,9,15,11],[16,0,18,0],[16,1,18,2],[16,3,18,3],[16,4,18,4],[16,5,18,5],[16,6,18,6],[16,7,16,11],[17,7,18,7],[17,8,18,8],[17,9,17,11],[18,1,18,2],[19,1,19,2],[20,1,20,2],[21,1,21,2],[22,1,22,2],[23,0,23,7],[25,0,25,11],[26,0,26,11],[27,0,27,1],[27,2,27,5],[27,6,27,8],[27,9,27,11],[28,0,30,0],[28,1,30,2],[28,3,30,3],[28,4,30,4],[28,5,30,5],[28,6,30,6],[28,7,28,11],[29,7,30,7],[29,8,30,8],[29,9,29,11],[30,1,30,2],[31,1,31,2],[32,1,32,2],[33,1,33,2],[34,0,34,7],[36,0,36,11],[37,0,37,11],[38,0,38,1],[38,2,38,5],[38,6,38,8],[38,9,38,11],[39,0,41,0],[39,1,41,2],[39,3,41,3],[39,4,41,4],[39,5,41,5],[39,6,41,6],[39,7,39,11],[40,7,41,7],[40,8,41,8],[40,9,40,11],[41,1,41,2],[42,1,42,2],[43,1,43,2],[44,0,44,7],[46,0,46,11],[47,0,47,11],[48,0,48,1],[48,2,48,5],[48,6,48,8],[48,9,48,11],[49,0,51,0],[49,1,51,2],[49,3,51,3],[49,4,51,4],[49,5,51,5],[49,6,51,6],[49,7,49,11],[50,7,51,7],[50,8,51,8],[50,9,50,11],[51,1,51,2],[52,1,52,2],[53,1,53,2],[54,1,54,2],[55,0,55,7],[57,0,57,11],[58,0,58,11],[59,0,59,1],[59,2,59,5],[59,6,59,8],[59,9,59,11],[60,0,62,0],[60,1,62,2],[60,3,62,3],[60,4,62,4],[60,5,62,5],[60,6,62,6],[60,7,60,11],[61,7,62,7],[61,8,62,8],[61,9,61,11],[62,1,62,2],[63,1,63,2],[64,1,64,2],[65,1,65,2],[66,1,66,2],[66,3,66,4],[67,1,67,2],[67,3,67,4],[68,0,68,7],[70,0,70,11],[71,0,71,11],[72,0,72,1],[72,2,72,5],[72,6,72,8],[72,9,72,11],[73,0,75,0],[73,1,75,2],[73,3,75,3],[73,4,75,4],[73,5,75,5],[73,6,75,6],[73,7,73,11],[74,7,75,7],[74,8,75,8],[74,9,74,11],[75,1,75,2],[76,1,76,2],[77,0,77,7],[79,0,79,11],[80,0,80,11],[81,0,81,1],[81,2,81,5],[81,6,81,8],[81,9,81,11],[82,0,84,0],[82,1,84,2],[82,3,84,3],[82,4,84,4],[82,5,84,5],[82,6,84,6],[82,7,82,11],[83,7,84,7],[83,8,84,8],[83,9,83,11],[84,1,84,2],[85,1,85,2],[86,0,86,7],[88,0,88,11],[89,0,89,11],[90,0,90,1],[90,2,90,5],[90,6,90,8],[90,9,90,11],[91,0,93,0],[91,1,93,2],[91,3,93,3],[91,4,93,4],[91,5,93,5],[91,6,93,6],[91,7,91,11],[92,7,93,7],[92,8,93,8],[92,9,92,11],[93,1,93,2],[94,1,94,2],[95,0,95,7],[97,0,97,11],[98,0,98,11],[99,0,99,1],[99,2,99,5],[99,6,99,8],[99,9,99,11],[100,0,102,0],[100,1,102,2],[100,3,102,3],[100,4,102,4],[100,5,102,5],[100,6,102,6],[100,7,100,11],[101,7,102,7],[101,8,102,8],[101,9,101,11],[102,1,102,2],[103,1,103,2],[104,0,104,7],[106,0,106,11],[107,0,107,11],[108,0,108,1],[108,2,108,5],[108,6,108,8],[108,9,108,11],[109,0,111,0],[109,1,111,2],[109,3,111,3],[109,4,111,4],[109,5,111,5],[109,6,111,6],[109,7,109,11],[110,7,111,7],[110,8,111,8],[110,9,110,11],[111,1,111,2],[112,1,112,2],[113,0,113,7],[115,0,115,11],[116,0,116,11],[117,0,117,1],[117,2,117,5],[117,6,117,8],[117,9,117,11],[118,0,120,0],[118,1,120,2],[118,3,120,3],[118,4,120,4],[118,5,120,5],[118,6,120,6],[118,7,118,11],[119,7,120,7],[119,8,120,8],[119,9,119,11],[120,1,120,2],[121,1,121,2],[122,0,122,7],[124,0,124,11],[125,0,125,11],[126,0,126,1],[126,2,126,5],[126,6,126,8],[126,9,126,11],[127,0,129,0],[127,1,129,2],[127,3,129,3],[127,4,129,4],[127,5,129,5],[127,6,129,6],[127,7,127,11],[128,7,129,7],[128,8,129,8],[128,9,128,11],[129,1,129,2],[130,1,130,2],[131,0,131,7],[133,0,133,11],[134,0,134,11],[135,0,135,1],[135,2,135,5],[135,6,135,8],[135,9,135,11],[136,0,138,0],[136,1,138,2],[136,3,138,3],[136,4,138,4],[136,5,138,5],[136,6,138,6],[136,7,136,11],[137,7,138,7],[137,8,138,8],[137,9,137,11],[138,1,138,2],[139,1,139,2],[140,0,140,7],[142,0,142,11],[143,0,143,11],[144,0,144,1],[144,2,144,5],[144,6,144,8],[144,9,144,11],[145,0,147,0],[145,1,147,2],[145,3,147,3],[145,4,147,4],[145,5,147,5],[145,6,147,6],[145,7,145,11],[146,7,147,7],[146,8,147,8],[146,9,146,11],[147,1,147,2],[148,1,148,2],[149,0,149,7],[151,0,151,11],[152,0,152,11],[153,0,153,1],[153,2,153,5],[153,6,153,8],[153,9,153,11],[154,0,156,0],[154,1,156,2],[154,3,156,3],[154,4,156,4],[154,5,156,5],[154,6,156,6],[154,7,154,11],[155,7,156,7],[155,8,156,8],[155,9,155,11],[156,1,156,2],[157,1,157,2],[158,0,158,7],[160,0,160,11],[161,0,161,11],[162,0,162,1],[162,2,162,5],[162,6,162,8],[162,9,162,11],[163,0,165,0],[163,1,165,2],[163,3,165,3],[163,4,165,4],[163,5,165,5],[163,6,165,6],[163,7,163,11],[164,7,165,7],[164,8,165,8],[164,9,164,11],[165,1,165,2],[166,1,166,2],[167,0,167,7],[169,0,169,11],[170,0,170,11],[171,0,171,1],[171,2,171,5],[171,6,171,8],[171,9,171,11],[172,0,174,0],[172,1,174,2],[172,3,174,3],[172,4,174,4],[172,5,174,5],[172,6,174,6],[172,7,172,11],[173,7,174,7],[173,8,174,8],[173,9,173,11],[174,1,174,2],[175,1,175,2],[176,1,176,2],[177,1,177,2],[178,1,178,2],[179,0,179,7],[181,0,181,11],[182,0,182,11],[183,0,183,1],[183,2,183,5],[183,6,183,8],[183,9,183,11],[184,0,186,0],[184,1,186,2],[184,3,186,3],[184,4,186,4],[184,5,186,5],[184,6,186,6],[184,7,184,11],[185,7,186,7],[185,8,186,8],[185,9,185,11],[186,1,186,2],[187,1,187,2],[188,1,188,2],[189,1,189,2],[190,1,190,2],[191,1,191,2],[192,1,192,2],[193,1,193,2],[194,0,194,7],[196,0,196,11],[197,0,197,11],[198,0,198,1],[198,2,198,5],[198,6,198,8],[198,9,198,11],[199,0,201,0],[199,1,201,2],[199,3,201,3],[199,4,201,4],[199,5,201,5],[199,6,201,6],[199,7,199,11],[200,7,201,7],[200,8,201,8],[200,9,200,11],[201,1,201,2],[202,1,202,2],[203,1,203,2],[203,3,203,4],[204,1,204,2],[204,3,204,4],[205,1,205,2],[206,1,206,2],[207,0,207,7],[209,0,209,11],[210,0,210,11],[211,0,211,1],[211,2,211,5],[211,6,211,8],[211,9,211,11],[212,0,214,0],[212,1,214,2],[212,3,214,3],[212,4,214,4],[212,5,214,5],[212,6,214,6],[212,7,212,11],[213,7,214,7],[213,8,214,8],[213,9,213,11],[214,1,214,2],[215,1,215,2],[216,1,216,2],[217,1,217,2],[218,1,218,2],[219,1,219,2],[220,0,220,7],[222,0,222,11],[223,0,223,11],[224,0,224,1],[224,2,224,5],[224,6,224,8],[224,9,224,11],[225,0,227,0],[225,1,227,2],[225,3,227,3],[225,4,227,4],[225,5,227,5],[225,6,227,6],[225,7,225,11],[226,7,227,7],[226,8,227,8],[226,9,226,11],[227,1,227,2],[228,1,228,2],[229,1,229,2],[230,1,230,2],[230,3,230,4],[231,1,231,2],[231,3,231,4],[232,1,232,2],[233,1,233,2],[234,0,234,7],[236,0,236,11],[237,0,237,11],[238,0,238,1],[238,2,238,5],[238,6,238,8],[238,9,238,11],[239,0,241,0],[239,1,241,2],[239,3,241,3],[239,4,241,4],[239,5,241,5],[239,6,241,6],[239,7,239,11],[240,7,241,7],[240,8,241,8],[240,9,240,11],[241,1,241,2],[242,1,242,2],[243,1,243,2],[244,1,244,2],[245,1,245,2],[246,1,246,2],[247,0,247,7],[249,0,249,11],[250,0,250,11],[251,0,251,1],[251,2,251,5],[251,6,251,8],[251,9,251,11],[252,0,254,0],[252,1,254,2],[252,3,254,3],[252,4,254,4],[252,5,254,5],[252,6,254,6],[252,7,252,11],[253,7,254,7],[253,8,254,8],[253,9,253,11],[254,1,254,2],[255,1,255,2],[256,1,256,2],[257,1,257,2],[258,1,258,2],[259,1,259,2],[260,1,260,2],[261,1,261,2],[261,3,261,4],[262,1,262,2],[263,1,263,2],[264,1,264,2],[265,0,265,7],[266,0,266,7],[268,0,268,11]],"flags":["formulas_cached_only"]}
["分部分项工程清单与计价表","","","","","","","","","","",""]
["工程名称：","","凉山州第二民族中学建设项目\\总平、景观绿化工程【景观安装工程】","","","","标段：","","","第1页共24页","",""]
["序号"," 项目编码 ","","项目名称","项目特征描述","计量\r\n单位","工程量","金额（元）","","","",""]
["","","","","","","","综合单价","合价","其中","",""]
["","","","","","","","","","定额人工费","定额机械费","暂估价"]
[" "," ","","太阳能路灯及景观灯工程 ",""," "," "," "," "," "," "," "]
["1","030412007001","","球场高杆灯一","1.名称、材质及高度：球场高杆灯一\r\n2.型号：220V,800W,IP65,5700K,H=7m，光源:LED ","套","25","7589.89","189747.25","3898.75","744.25",""]
["2","030412009049","","球场高杆灯二","1.名称、材质及高度：球场高杆灯二\r\n2.型号：220V,2400W,IP65,5700K,H=18m，光源:LED ","套","3","91840.02","275520.06","12842.46","1674.36",""]
["3","030412001046","","太阳能草坪灯","1.名称：太阳能草坪灯\r\n2.型号：220V,10W,H=0.6m,IP55,3500K，光源:LED \r\n","套","51","726.76","37064.76","1834.47","",""]
["4","030412007002","","3.5米高太阳能庭院灯","1.名称：太阳能庭院灯 \r\n2.型号：220V,40W,H=3.5m,IP55,3500K，光源:LED \r\n","套","174","1804.47","313977.78","9098.46","4287.36",""]
["5","030412001047","","插泥射灯","1.名称：插泥射灯\r\n2.型号：220V,12W,IP65,3000K\r\n","套","17","221.79","3770.43","554.88","","2850.22"]
["本页小计","","","","","","","","820080.28","28229.02","6705.97","2850.22"]
[]
["表-08 ","","","","","","","","","","",""]
["分部分项工程清单与计价表","","","","","","","","","","",""]
["工程名称：","","凉山州第二民族中学建设项目\\总平、景观绿化工程【景观安装工程】","","","","标段：","","","第2页共24页","",""]
["序号"," 项目编码 ","","项目名称","项目特征描述","计量\r\n单位","工程量","金额（元）","","","",""]
["","","","","","","","综合单价","合价","其中","",""]
["","","","","","","","","","定额人工费","定额机械费","暂估价"]
["6","030412004003","","水下射灯","1.名称：水下射灯\r\n2.型号：DC12V,9W,IP68,3000K，光源:LED \r\n\r\n","套","4","147.09","588.36","83.16","",""]
["7","030412001048","","太阳能柱头灯","1.名称：太阳能柱头灯\r\n2.型号：220V,10W, IP65,3000K，光源:LED ","套","193","216.67","41817.31","2831.31","",""]
["8","030412002004","","地埋射灯","1.名称：地埋射灯\r\n2.型号：220V,6W,IP65,3000K，光源:LED ","套","8","218.99","1751.92","313.92","",""]
["9","030411001053","","配管PC25","1.名称:电气配管\r\n2.材质:钢管\r\n3.规格:PC25\r\n4.配置形式及部位:砖、混凝土结构明敷、暗敷、吊顶内、埋地等综合考虑\r\n5.其他:含刨沟槽;支架制作、安装","m","1258.09","9.81","12341.86","6504.33","",""]
["本页小计","","","","","","","","56499.45","9732.72","",""]
[]
["表-08 ","","","","","","","","","","",""]
["分部分项工程清单与计价表","","","","","","","","","","",""]
["工程名称：","","凉山州第二民族中学建设项目\\总平、景观绿化工程【景观安装工程】","","","","标段：","","","第3页共24页","",""]
["序号"," 项目编码 ","","项目名称","项目特征描述","计量\r\n单位","工程量","金额（元）","","","",""]
["","","","","","","","综合单价","合价","其中","",""]
["","","","","","","","","","定额人工费","定额机械费","暂估价"]
["10","030411001052","","配管PC32","1.名称:电气配管\r\n2.材质:钢管\r\n3.规格:PC25\r\n4.配置形式及部位:砖、混凝土结构明敷、暗敷、吊顶内、埋地等综合考虑\r\n5.其他:含刨沟槽;支架制作、安装","m","166.51","11.38","1894.88","892.49","",""]
["11","030411001054","","配管PC40","1.名称:电气配管\r\n2.材质:钢管\r\n3.规格:PC25\r\n4.配置形式及部位:砖、混凝土结构明敷、暗敷、吊顶内、埋地等综合考虑\r\n5.其他:含刨沟槽;支架制作、安装","m","911.1","14.42","13138.06","5275.27","",""]
["12","030408001010","","电力电缆 YJV-3x4m㎡","1.名称:电力电缆\r\n2.规格、型号：YJV-3x4m㎡\r\n3.敷设方式、部位：电缆敷设、管内敷设、桥架敷设等综合考虑\r\n4.电压等级（kV）:0.6/1KV\r\n5.其他:满足设计及规范要求","m","1332.4","14.07","18746.87","3850.64","799.44",""]
["本页小计","","","","","","","","33779.81","10018.40","799.44",""]
[]
["表-08 ","","","","","","","","","","",""]
["分部分项工程清单与计价表","","","","","","","","","","",""]
["工程名称：","","凉山州第二民族中学建设项目\\总平、景观绿化工程【景观安装工程】","","","","标段：","","","第4页共24页","",""]
["序号"," 项目编码 ","","项目名称","项目特征描述","计量\r\n单位","工程量","金额（元）","","","",""]
["","","","","","","","综合单价","合价","其中","",""]
["","","","","","","","","","定额人工费","定额机械费","暂估价"]
["13","030408001056","","电力电缆 YJV-3x10m㎡","1.名称:电力电缆\r\n2.规格、型号：YJV-3x10m㎡\r\n3.敷设方式、部位：电缆敷设、管内敷设、桥架敷设等综合考虑\r\n4.电压等级（kV）:0.6/1KV\r\n5.其他:满足设计及规范要求","m","646.4","23.67","15300.29","1868.10","387.84",""]
["14","030408001055","","电力电缆 YJV-3x6m㎡","1.名称:电力电缆\r\n2.规格、型号： YJV-3x6m㎡\r\n3.敷设方式、部位：电缆敷设、管内敷设、桥架敷设等综合考虑\r\n4.电压等级（kV）:0.6/1KV\r\n5.其他:满足设计及规范要求","m","287.48","18.11","5206.26","830.82","172.49",""]
["本页小计","","","","","","","","20506.55","2698.92","560.33",""]
[]
["表-08 ","","","","","","","","","","",""]
["分部分项工程清单与计价表","","","","","","","","","","",""]
["工程名称：","","凉山州第二民族中学建设项目\\总平、景观绿化工程【景观安装工程】","","","","标段：","","","第5页共24页","",""]
["序号"," 项目编码 ","","项目名称","项目特征描述","计量\r\n单位","工程量","金额（元）","","","",""]
["","","","","","","","综合单价","合价","其中","",""]
["","","","","","","","","","定额人工费","定额机械费","暂估价"]
["15","030408001014","","电力电缆 YJV-4x2.5m㎡","1.名称:电力电缆\r\n2.规格、型号：YJV-4x2.5m㎡\r\n3.敷设方式、部位：电缆敷设、管内敷设、桥架敷设等综合考虑\r\n4.电压等级（kV）:0.6/1KV\r\n5.其他:满足设计及规范要求","m","93.38","14.58","1361.48","269.87","56.03",""]
["16","030408001057","","电力电缆 JHS-2x4m㎡","1.名称:电力电缆\r\n2.规格、型号：JHS-2x4m㎡\r\n3.敷设方式、部位：电缆敷设、管内敷设、桥架敷设等综合考虑\r\n4.电压等级（kV）:0.6/1KV\r\n5.其他:满足设计及规范要求","m","34.44","14.07","484.57","99.53","20.66",""]
["17","030408006058","","电力电缆头制作、安装 四芯及以内 终端头≤1kV 截面 ≤10m㎡","1.电力电缆头制作、安装 四芯及以内 终端头≤1kV 截面 ≤10m㎡","个","2","127.38","254.76","43.92","",""]
["本页小计","","","","","","","","2100.81","413.32","76.69",""]
[]
["表-08 ","","","","","","","","","","",""]
["分部分项工程清单与计价表","","","","","","","","","","",""]
["工程名称：","","凉山州第二民族中学建设项目\\总平、景观绿化工程【景观安装工程】","","","","标段：","","","第6页共24页","",""]
["序号"," 项目编码 ","","项目名称","项目特征描述","计量\r\n单位","工程量","金额（元）","","","",""]
["","","","","","","","综合单价","合价","其中","",""]
["","","","","","","","","","定额人工费","定额机械费","暂估价"]
["18","030408006015","","电力电缆头制作、安装 五芯 终端头≤1kV 截面 ≤35m㎡","1.电力电缆头制作、安装 五芯 终端头≤1kV 截面 ≤35m㎡","个","1","192.35","192.35","52.17","",""]
["19","030404017050","","配电箱","1.配电箱\r\n2.不锈钢箱体,室外型，厂家定制","台","3","20491.68","61475.04","847.89","186.42",""]
["20","010401011051","","手孔井","1.手孔井\r\n2.净空450X450mm，砖砌体\r\n3.砖砌,高分子种植井盖或不锈钢装饰井盖","座","19","449.00","8531.00","1106.18","0.19",""]
[" "," ","","分部小计 ",""," "," "," ","1003165.29","53098.62","8329.04","2850.22"]
[" "," ","","喷灌工程 ",""," "," "," "," "," "," "," "]
["本页小计","","","","","","","","70198.39","2006.24","186.61",""]
[]
["表-08 ","","","","","","","","","","",""]
["分部分项工程清单与计价表","","","","","","","","","","",""]
["工程名称：","","凉山州第二民族中学建设项目\\总平、景观绿化工程【景观安装工程】","","","","标段：","","","第7页共24页","",""]
["序号"," 项目编码 ","","项目名称","项目特征描述","计量\r\n单位","工程量","金额（元）","","","",""]
["","","","","","","","综合单价","合价","其中","",""]
["","","","","","","","","","定额人工费","定额机械费","暂估价"]
["21","031001006016","","PE给水管 De25","1.安装部位：室外\r\n2.介质：给水\r\n3.材质、规格：PE给水管 De25 1.25MPa\r\n4.连接形式：热熔连接\r\n5.给水管道消毒、冲洗、水压试验:水冲洗及消毒,以不小于1.5m/s的流速进行冲洗,并符合《建筑给水排水及采暖工程施工质量验收规范》GB5042-2002第4.2.3条的规定。在管道冲洗完成后,再以浓度为20-30mg/L游离氯的水灌满整个管道,并在管内停留,24小时进行消毒,消毒合格后再用生活饮用水冲洗,并经卫生监督部门取样检测,达到《生活饮用水卫生标准》GB5749-2006后,方可投入使用.金属及复合管给水管道系统在试验压力下观测10min,压力降不超过0.02Mpa . 然后降到工作压力进行检查,应不渗不漏,为合格;塑料管给水","m","950.09","14.05","13348.76","6023.57","57.01",""]
["本页小计","","","","","","","","13348.76","6023.57","57.01",""]
[]
["表-08 ","","","","","","","","","","",""]
["分部分项工程清单与计价表","","","","","","","","","","",""]
["工程名称：","","凉山州第二民族中学建设项目\\总平、景观绿化工程【景观安装工程】","","","","标段：","","","第8页共24页","",""]
["序号"," 项目编码 ","","项目名称","项目特征描述","计量\r\n单位","工程量","金额（元）","","","",""]
["","","","","","","","综合单价","合价","其中","",""]
["","","","","","","","","","定额人工费","定额机械费","暂估价"]
["","","","","系统应在试验压力下稳压1h,压力降不得超过0.05Mpa,然后在工作压力的1.15倍状态下稳压2h,压力降不得超过0.03Mpa,同时检查各连接处不得渗漏,为合格。\r\n6.开槽、留槽、打洞、留洞\r\n7.支架制作、安装\r\n8.其它:各种管件综合考虑(含弯头、三通等)","","","","","","",""]
["本页小计","","","","","","","","","","",""]
[]
["表-08 ","","","","","","","","","","",""]
["分部分项工程清单与计价表","","","","","","","","","","",""]
["工程名称：","","凉山州第二民族中学建设项目\\总平、景观绿化工程【景观安装工程】","","","","标段：","","","第9页共24页","",""]
["序号"," 项目编码 ","","项目名称","项目特征描述","计量\r\n单位","工程量","金额（元）","","","",""]
["","","","","","","","综合单价","合价","其中","",""]
["","","","","","","","","","定额人工费","定额机械费","暂估价"]
["22","031001006017","","PE给水管 De32","1.安装部位：室外\r\n2.介质：给水\r\n3.材质、规格：PE给水管 De32 1.25MPa\r\n4.连接形式：热熔连接\r\n5.给水管道消毒、冲洗、水压试验:水冲洗及消毒,以不小于1.5m/s的流速进行冲洗,并符合《建筑给水排水及采暖工程施工质量验收规范》GB5042-2002第4.2.3条的规定。在管道冲洗完成后,再以浓度为20-30mg/L游离氯的水灌满整个管道,并在管内停留,24小时进行消毒,消毒合格后再用生活饮用水冲洗,并经卫生监督部门取样检测,达到《生活饮用水卫生标准》GB5749-2006后,方可投入使用.金属及复合管给水管道系统在试验压力下观测10min,压力降不超过0.02Mpa . 然后降到工作压力进行检查,应不渗不漏,为合格;塑料管给水","m","1416.49","14.51","20553.27","8980.55","84.99",""]
["本页小计","","","","","","","","20553.27","8980.55","84.99",""]
[]
["表-08 ","","","","","","","","","","",""]
["分部分项工程清单与计价表","","","","","","","","","","",""]
["工程名称：","","凉山州第二民族中学建设项目\\总平、景观绿化工程【景观安装工程】","","","","标段：","","","第10页共24页","",""]
["序号"," 项目编码 ","","项目名称","项目特征描述","计量\r\n单位","工程量","金额（元）","","","",""]
["","","","","","","","综合单价","合价","其中","",""]
["","","","","","","","","","定额人工费","定额机械费","暂估价"]
["","","","","系统应在试验压力下稳压1h,压力降不得超过0.05Mpa,然后在工作压力的1.15倍状态下稳压2h,压力降不得超过0.03Mpa,同时检查各连接处不得渗漏,为合格。\r\n6.开槽、留槽、打洞、留洞\r\n7.支架制作、安装\r\n8.其它:各种管件综合考虑(含弯头、三通等)","","","","","","",""]
["本页小计","","","","","","","","","","",""]
[]
["表-08 ","","","","","","","","","","",""]
["分部分项工程清单与计价表","","","","","","","","","","",""]
["工程名称：","","凉山州第二民族中学建设项目\\总平、景观绿化工程【景观安装工程】","","","","标段：","","","第11页共24页","",""]
["序号"," 项目编码 ","","项目名称","项目特征描述","计量\r\n单位","工程量","金额（元）","","","",""]
["","","","","","","","综合单价","合价","其中","",""]
["","","","","","","","","","定额人工费","定额机械费","暂估价"]
["23","031001006018","","PE给水管 De40","1.安装部位：室外\r\n2.介质：给水\r\n3.材质、规格：PE给水管 De32 1.25MPa\r\n4.连接形式：热熔连接\r\n5.给水管道消毒、冲洗、水压试验:水冲洗及消毒,以不小于1.5m/s的流速进行冲洗,并符合《建筑给水排水及采暖工程施工质量验收规范》GB5042-2002第4.2.3条的规定。在管道冲洗完成后,再以浓度为20-30mg/L游离氯的水灌满整个管道,并在管内停留,24小时进行消毒,消毒合格后再用生活饮用水冲洗,并经卫生监督部门取样检测,达到《生活饮用水卫生标准》GB5749-2006后,方可投入使用.金属及复合管给水管道系统在试验压力下观测10min,压力降不超过0.02Mpa . 然后降到工作压力进行检查,应不渗不漏,为合格;塑料管给水","m","2002.55","18.99","38028.42","13997.82","140.18",""]
["本页小计","","","","","","","","38028.42","13997.82","140.18",""]
[]
["表-08 ","","","","","","","","","","",""]
["分部分项工程清单与计价表","","","","","","","","","","",""]
["工程名称：","","凉山州第二民族中学建设项目\\总平、景观绿化工程【景观安装工程】","","","","标段：","","","第12页共24页","",""]
["序号"," 项目编码 ","","项目名称","项目特征描述","计量\r\n单位","工程量","金额（元）","","","",""]
["","","","","","","","综合单价","合价","其中","",""]
["","","","","","","","","","定额人工费","定额机械费","暂估价"]
["","","","","系统应在试验压力下稳压1h,压力降不得超过0.05Mpa,然后在工作压力的1.15倍状态下稳压2h,压力降不得超过0.03Mpa,同时检查各连接处不得渗漏,为合格。\r\n6.开槽、留槽、打洞、留洞\r\n7.支架制作、安装\r\n8.其它:各种管件综合考虑(含弯头、三通等)","","","","","","",""]
["本页小计","","","","","","","","","","",""]
[]
["表-08 ","","","","","","","","","","",""]
["分部分项工程清单与计价表","","","","","","","","","","",""]
["工程名称：","","凉山州第二民族中学建设项目\\总平、景观绿化工程【景观安装工程】","","","","标段：","","","第13页共24页","",""]
["序号"," 项目编码 ","","项目名称","项目特征描述","计量\r\n单位","工程量","金额（元）","","","",""]
["","","","","","","","综合单价","合价","其中","",""]
["","","","","","","","","","定额人工费","定额机械费","暂估价"]
["24","031001006019","","PE给水管 De50","1.安装部位：室外\r\n2.介质：给水\r\n3.材质、规格：PE给水管 De50 1.25MPa\r\n4.连接形式：热熔连接\r\n5.给水管道消毒、冲洗、水压试验:水冲洗及消毒,以不小于1.5m/s的流速进行冲洗,并符合《建筑给水排水及采暖工程施工质量验收规范》GB5042-2002第4.2.3条的规定。在管道冲洗完成后,再以浓度为20-30mg/L游离氯的水灌满整个管道,并在管内停留,24小时进行消毒,消毒合格后再用生活饮用水冲洗,并经卫生监督部门取样检测,达到《生活饮用水卫生标准》GB5749-2006后,方可投入使用.金属及复合管给水管道系统在试验压力下观测10min,压力降不超过0.02Mpa . 然后降到工作压力进行检查,应不渗不漏,为合格;塑料管给水","m","624.96","25.00","15624.00","4755.95","56.25",""]
["本页小计","","","","","","","","15624.00","4755.95","56.25",""]
[]
["表-08 ","","","","","","","","","","",""]
["分部分项工程清单与计价表","","","","","","","","","","",""]
["工程名称：","","凉山州第二民族中学建设项目\\总平、景观绿化工程【景观安装工程】","","","","标段：","","","第14页共24页","",""]
["序号"," 项目编码 ","","项目名称","项目特征描述","计量\r\n单位","工程量","金额（元）","","","",""]
["","","","","","","","综合单价","合价","其中","",""]
["","","","","","","","","","定额人工费","定额机械费","暂估价"]
["","","","","系统应在试验压力下稳压1h,压力降不得超过0.05Mpa,然后在工作压力的1.15倍状态下稳压2h,压力降不得超过0.03Mpa,同时检查各连接处不得渗漏,为合格。\r\n6.开槽、留槽、打洞、留洞\r\n7.支架制作、安装\r\n8.其它:各种管件综合考虑(含弯头、三通等)","","","","","","",""]
["本页小计","","","","","","","","","","",""]
[]
["表-08 ","","","","","","","","","","",""]
["分部分项工程清单与计价表","","","","","","","","","","",""]
["工程名称：","","凉山州第二民族中学建设项目\\总平、景观绿化工程【景观安装工程】","","","","标段：","","","第15页共24页","",""]
["序号"," 项目编码 ","","项目名称","项目特征描述","计量\r\n单位","工程量","金额（元）","","","",""]
["","","","","","","","综合单价","合价","其中","",""]
["","","","","","","","","","定额人工费","定额机械费","暂估价"]
["25","031001006020","","PE给水管 De63","1.安装部位：室外\r\n2.介质：给水\r\n3.材质、规格：PE给水管 De63 1.25MPa\r\n4.连接形式：热熔连接\r\n5.给水管道消毒、冲洗、水压试验:水冲洗及消毒,以不小于1.5m/s的流速进行冲洗,并符合《建筑给水排水及采暖工程施工质量验收规范》GB5042-2002第4.2.3条的规定。在管道冲洗完成后,再以浓度为20-30mg/L游离氯的水灌满整个管道,并在管内停留,24小时进行消毒,消毒合格后再用生活饮用水冲洗,并经卫生监督部门取样检测,达到《生活饮用水卫生标准》GB5749-2006后,方可投入使用.金属及复合管给水管道系统在试验压力下观测10min,压力降不超过0.02Mpa . 然后降到工作压力进行检查,应不渗不漏,为合格;塑料管给水","m","41.28","34.90","1440.67","344.69","4.95",""]
["本页小计","","","","","","","","1440.67","344.69","4.95",""]
[]
["表-08 ","","","","","","","","","","",""]
["分部分项工程清单与计价表","","","","","","","","","","",""]
["工程名称：","","凉山州第二民族中学建设项目\\总平、景观绿化工程【景观安装工程】","","","","标段：","","","第16页共24页","",""]
["序号"," 项目编码 ","","项目名称","项目特征描述","计量\r\n单位","工程量","金额（元）","","","",""]
["","","","","","","","综合单价","合价","其中","",""]
["","","","","","","","","","定额人工费","定额机械费","暂估价"]
["","","","","系统应在试验压力下稳压1h,压力降不得超过0.05Mpa,然后在工作压力的1.15倍状态下稳压2h,压力降不得超过0.03Mpa,同时检查各连接处不得渗漏,为合格。\r\n6.开槽、留槽、打洞、留洞\r\n7.支架制作、安装\r\n8.其它:各种管件综合考虑(含弯头、三通等)","","","","","","",""]
["本页小计","","","","","","","","","","",""]
[]
["表-08 ","","","","","","","","","","",""]
["分部分项工程清单与计价表","","","","","","","","","","",""]
["工程名称：","","凉山州第二民族中学建设项目\\总平、景观绿化工程【景观安装工程】","","","","标段：","","","第17页共24页","",""]
["序号"," 项目编码 ","","项目名称","项目特征描述","计量\r\n单位","工程量","金额（元）","","","",""]
["","","","","","","","综合单价","合价","其中","",""]
["","","","","","","","","","定额人工费","定额机械费","暂估价"]
["26","031001006021","","PE给水管 De75","1.安装部位：室外\r\n2.介质：给水\r\n3.材质、规格：PE给水管 De75 1.25MPa\r\n4.连接形式：热熔连接\r\n5.给水管道消毒、冲洗、水压试验:水冲洗及消毒,以不小于1.5m/s的流速进行冲洗,并符合《建筑给水排水及采暖工程施工质量验收规范》GB5042-2002第4.2.3条的规定。在管道冲洗完成后,再以浓度为20-30mg/L游离氯的水灌满整个管道,并在管内停留,24小时进行消毒,消毒合格后再用生活饮用水冲洗,并经卫生监督部门取样检测,达到《生活饮用水卫生标准》GB5749-2006后,方可投入使用.金属及复合管给水管道系统在试验压力下观测10min,压力降不超过0.02Mpa . 然后降到工作压力进行检查,应不渗不漏,为合格;塑料管给水","m","1072.74","44.73","47983.66","9322.11","139.46",""]
["本页小计","","","","","","","","47983.66","9322.11","139.46",""]
[]
["表-08 ","","","","","","","","","","",""]
["分部分项工程清单与计价表","","","","","","","","","","",""]
["工程名称：","","凉山州第二民族中学建设项目\\总平、景观绿化工程【景观安装工程】","","","","标段：","","","第18页共24页","",""]
["序号"," 项目编码 ","","项目名称","项目特征描述","计量\r\n单位","工程量","金额（元）","","","",""]
["","","","","","","","综合单价","合价","其中","",""]
["","","","","","","","","","定额人工费","定额机械费","暂估价"]
["","","","","系统应在试验压力下稳压1h,压力降不得超过0.05Mpa,然后在工作压力的1.15倍状态下稳压2h,压力降不得超过0.03Mpa,同时检查各连接处不得渗漏,为合格。\r\n6.开槽、留槽、打洞、留洞\r\n7.支架制作、安装\r\n8.其它:各种管件综合考虑(含弯头、三通等)","","","","","","",""]
["27","031001006065","","PE给水管 De90","1.安装部位 \r\n2.介质 \r\n3.材质、规格 \r\n4.连接形式 \r\n5.阻火圈设计要求 \r\n6.压力试验及吹、洗设计要求 \r\n7.警示带形式","m","96.93","62.19","6028.08","900.48","15.51",""]
["28","030901003024","","快速取水阀 DN20","1.快速取水阀 DN20","个","46","27.79","1278.34","154.56","",""]
["29","030901003060","","地埋式散射喷头A","1.地埋式散射喷头A","个","157","126.87","19918.59","527.52","",""]
["本页小计","","","","","","","","27225.01","1582.56","15.51",""]
[]
["表-08 ","","","","","","","","","","",""]
["分部分项工程清单与计价表","","","","","","","","","","",""]
["工程名称：","","凉山州第二民族中学建设项目\\总平、景观绿化工程【景观安装工程】","","","","标段：","","","第19页共24页","",""]
["序号"," 项目编码 ","","项目名称","项目特征描述","计量\r\n单位","工程量","金额（元）","","","",""]
["","","","","","","","综合单价","合价","其中","",""]
["","","","","","","","","","定额人工费","定额机械费","暂估价"]
["30","030901003061","","地埋式散射喷头B","1.地埋式散射喷头B","个","210","126.87","26642.70","705.60","",""]
["31","031003001025","","分区轮灌溉的电磁控制阀 DN100","1.名称：分区轮灌溉的电磁控制阀 \r\n2.规格：DN100 \r\n","个","2","810.66","1621.32","122.46","",""]
["32","031003001062","","截止阀 DN40","1.类型：截止阀\r\n2.材质：铜芯\r\n3.规格、压力等级：DN40\r\n4.连接方式：法兰","个","15","115.58","1733.70","381.15","28.20",""]
["33","031003001063","","截止阀 DN50","1.类型：截止阀\r\n2.材质：铜芯\r\n3.规格、压力等级：DN50\r\n4.连接方式：法兰","个","2","154.24","308.48","62.40","5.18",""]
["34","031003003026","","闸阀 DN65","1.类型：闸阀 \r\n2.材质：铜芯\r\n3.规格、压力等级：DN65\r\n4.连接方式：法兰","个","4","357.00","1428.00","147.84","8.48",""]
["35","040504001064","","阀门井","1.阀门井\r\n2.净空600X600mm,砖砌体\r\n3.砖砌,高分子种植井盖或不锈钢装饰井盖","座","21","901.23","18925.83","3085.32","0.63",""]
["36","031003013066","","水表组De90","1.安装部位（室内外） \r\n2.型号、规格 \r\n3.连接形式 \r\n4.附件配置","组","1","5652.70","5652.70","758.85","91.08",""]
["本页小计","","","","","","","","56312.73","5263.62","133.57",""]
[]
["表-08 ","","","","","","","","","","",""]
["分部分项工程清单与计价表","","","","","","","","","","",""]
["工程名称：","","凉山州第二民族中学建设项目\\总平、景观绿化工程【景观安装工程】","","","","标段：","","","第20页共24页","",""]
["序号"," 项目编码 ","","项目名称","项目特征描述","计量\r\n单位","工程量","金额（元）","","","",""]
["","","","","","","","综合单价","合价","其中","",""]
["","","","","","","","","","定额人工费","定额机械费","暂估价"]
["37","040504001067","","水表井","1.垫层、基础材质及厚度 \r\n2.砌筑材料品种、规格、强度等级 \r\n3.勾缝、抹面要求 \r\n4.砂浆强度等级、配合比 \r\n5.混凝土强度等级 \r\n6.盖板材质、规格 \r\n7.井盖、井圈材质及规格 \r\n8.踏步材质、规格 \r\n9.防渗、防水要求","座","1","2136.24","2136.24","277.86","15.68",""]
[" "," ","","分部小计 ",""," "," "," ","222652.76","50548.73","647.60"," "]
[" "," ","","水景 ",""," "," "," "," "," "," "," "]
["38","030109011059","","潜水泵","1.潜水泵","台","1","4074.42","4074.42","835.44","45.86",""]
["39","031001006068","","PVC-U塑料管DN100","1.安装部位 \r\n2.介质 \r\n3.材质、规格 \r\n4.连接形式 \r\n5.阻火圈设计要求 \r\n6.压力试验及吹、洗设计要求 \r\n7.警示带形式","m","18","37.66","677.88","168.30","2.70",""]
["本页小计","","","","","","","","6888.54","1281.60","64.24",""]
[]
["表-08 ","","","","","","","","","","",""]
["分部分项工程清单与计价表","","","","","","","","","","",""]
["工程名称：","","凉山州第二民族中学建设项目\\总平、景观绿化工程【景观安装工程】","","","","标段：","","","第21页共24页","",""]
["序号"," 项目编码 ","","项目名称","项目特征描述","计量\r\n单位","工程量","金额（元）","","","",""]
["","","","","","","","综合单价","合价","其中","",""]
["","","","","","","","","","定额人工费","定额机械费","暂估价"]
["40","031001006069","","PE给水管 DN150","1.安装部位 \r\n2.介质 \r\n3.材质、规格 \r\n4.连接形式 \r\n5.阻火圈设计要求 \r\n6.压力试验及吹、洗设计要求 \r\n7.警示带形式","m","8","137.72","1101.76","105.84","22.40",""]
["41","031003003026","","闸阀 DN150","1.类型：闸阀 \r\n2.材质：铜芯\r\n3.规格、压力等级：DN65\r\n4.连接方式：法兰","个","1","726.18","726.18","100.32","11.85",""]
["42","031003003026","","闸阀 DN100","1.类型：闸阀 \r\n2.材质：铜芯\r\n3.规格、压力等级：DN65\r\n4.连接方式：法兰","个","2","598.98","1197.96","138.60","5.94",""]
["43","031003003026","","止回阀 DN150","1.类型：闸阀 \r\n2.材质：铜芯\r\n3.规格、压力等级：DN65\r\n4.连接方式：法兰","个","1","875.78","875.78","100.32","11.85",""]
["44","031003003026","","柔性接头 DN150","1.类型：闸阀 \r\n2.材质：铜芯\r\n3.规格、压力等级：DN65\r\n4.连接方式：法兰","个","1","590.03","590.03","73.50","6.76",""]
["本页小计","","","","","","","","4491.71","518.58","58.80",""]
[]
["表-08 ","","","","","","","","","","",""]
["分部分项工程清单与计价表","","","","","","","","","","",""]
["工程名称：","","凉山州第二民族中学建设项目\\总平、景观绿化工程【景观安装工程】","","","","标段：","","","第22页共24页","",""]
["序号"," 项目编码 ","","项目名称","项目特征描述","计量\r\n单位","工程量","金额（元）","","","",""]
["","","","","","","","综合单价","合价","其中","",""]
["","","","","","","","","","定额人工费","定额机械费","暂估价"]
["45","031001006068","","PE给水管 DN100多孔管","1.安装部位 \r\n2.介质 \r\n3.材质、规格 \r\n4.连接形式 \r\n5.阻火圈设计要求 \r\n6.压力试验及吹、洗设计要求 \r\n7.警示带形式","m","24.8","75.81","1880.09","231.88","3.72",""]
["46","040504001064","","阀门井","1.阀门井\r\n2.净空600X600mm,砖砌体\r\n3.砖砌,高分子种植井盖或不锈钢装饰井盖","座","1","901.23","901.23","146.92","0.03",""]
[" "," ","","分部小计 ",""," "," "," ","12025.33","1901.12","111.11"," "]
[" "," ","","雨水收集回用项目 ",""," "," "," "," "," "," "," "]
["47","030817016033","","截污挂篮沉淀装置 PR-113","1.名称：截污挂篮沉淀装置 PR-113\r\n2.材质:PE+PPB和不锈钢304","套","1","16991.15","16991.15","","",""]
["48","030817016034","","雨水弃流过滤装置 PR-213","1.名称：雨水弃流过滤装置 PR-213\r\n2.材质:材质:PE+PPB和不锈钢304","套","1","11000.00","11000.00","","",""]
["本页小计","","","","","","","","30772.47","378.80","3.75",""]
[]
["表-08 ","","","","","","","","","","",""]
["分部分项工程清单与计价表","","","","","","","","","","",""]
["工程名称：","","凉山州第二民族中学建设项目\\总平、景观绿化工程【景观安装工程】","","","","标段：","","","第23页共24页","",""]
["序号"," 项目编码 ","","项目名称","项目特征描述","计量\r\n单位","工程量","金额（元）","","","",""]
["","","","","","","","综合单价","合价","其中","",""]
["","","","","","","","","","定额人工费","定额机械费","暂估价"]
["49","030701010035","","地埋一体机 PRJ-111","1.名称：地埋一体机 PRJ-111 \r\n2.型号：处理量为10m³/h,功能:集过滤、消毒、排污于一体 ","台","1","12345.57","12345.57","53.67","",""]
["50","030109011036","","变频提升水泵 80AABH50-30","1.名称：变频提升水泵 80AABH50-30\r\n2.型号：Q=50m³/h,H=30m,P=5.5kW一用一备\r\n ","台","2","4036.67","8073.34","727.44","78.80",""]
["51","030109011037","","排污泵 50WQ10-10-0.75","1.名称：排污泵 50WQ10-10-0.75\r\n2.型号：Q=10m³/h,H=10m,P=0.75kW\r\n ","台","1","1942.16","1942.16","363.72","39.40",""]
["52","030404016038","","雨水控制柜 PRC-200","1.名称：雨水控制柜 PRC-200 \r\n2.型号：PLC控制,对雨水系统进行整体控制。\r\n","台","1","17674.60","17674.60","144.36","39.34",""]
["53","030404016039","","变频控制柜 PRB-200","1.名称：变频控制柜 PRB-200\r\n2.型号：变频供水控制","台","1","4648.27","4648.27","144.36","39.34",""]
["本页小计","","","","","","","","44683.94","1433.55","196.88",""]
[]
["表-08 ","","","","","","","","","","",""]
["分部分项工程清单与计价表","","","","","","","","","","",""]
["工程名称：","","凉山州第二民族中学建设项目\\总平、景观绿化工程【景观安装工程】","","","","标段：","","","第24页共24页","",""]
["序号"," 项目编码 ","","项目名称","项目特征描述","计量\r\n单位","工程量","金额（元）","","","",""]
["","","","","","","","综合单价","合价","其中","",""]
["","","","","","","","","","定额人工费","定额机械费","暂估价"]
["54","010507006040","","模块蓄水池 PR-PP-3","1.名称：模块蓄水池 PR-PP-3\r\n2.规格：100m²,尺寸:10m*5m*2m 承压力400kN/m² ","座","1","38135.00","38135.00","","",""]
["55","010507006041","","模块清水池 PR-PP-3","1.名称：模块清水池 PR-PP-3\r\n2.规格：10m²,尺寸:2m*2.5m*2m 承压力400kN/m² ","座","1","16090.09","16090.09","","",""]
["56","010902002042","","土工布","1.名称：土工布 400m² ","㎡","400","3.78","1512.00","340.00","",""]
["57","010902002043","","防渗膜","1.名称：防渗膜 300m² ","㎡","300","78.83","23649.00","255.00","",""]
["58","自编044","","管材及阀门配件 国标"," ","批","1","2000.00","2000.00","","",""]
["59","030901005045","","组合式液位计 定制","1.型号、规格：组合式液位计 定制\r\n2.连接形式：详设计","套","2","1998.84","3997.68","523.56","3.12",""]
[" "," ","","分部小计 ",""," "," "," ","158058.86","2552.11","200.00"," "]
["","","","","","","","","","","",""]
["","","","","","","","","","","",""]
["","","","","","","","","","","",""]
["本页小计","","","","","","","","85383.77","1118.56","3.12",""]
["合    计","","","","","","","","1395902.24","108100.58","9287.75","2850.22"]
[]
["表-08 ","","","","","","","","","","",""]

{"sheet":"F.1.2 单价措施项目清单计价表(表-08)【总平、景观~5","index":14,"n_rows":31,"n_cols":14,"rows_kept":31,"merged":[[0,0,0,13],[1,0,1,1],[1,2,1,7],[1,8,1,10],[1,11,1,13],[2,0,4,0],[2,1,4,2],[2,3,4,3],[2,4,4,4],[2,5,4,5],[2,6,4,6],[2,7,2,13],[3,7,4,8],[3,9,4,9],[3,10,3,13],[4,1,4,2],[4,7,4,8],[4,10,4,11],[5,1,5,2],[5,7,5,8],[5,10,5,11],[6,1,6,2],[6,7,6,8],[6,10,6,11],[7,0,7,8],[7,10,7,11],[9,0,9,13],[10,0,10,13],[11,0,11,1],[11,2,11,7],[11,8,11,10],[11,11,11,13],[12,0,14,0],[12,1,14,2],[12,3,14,3],[12,4,14,4],[12,5,14,5],[12,6,14,6],[12,7,12,13],[13,7,14,8],[13,9,14,9],[13,10,13,13],[14,1,14,2],[14,7,14,8],[14,10,14,11],[15,1,15,2],[15,7,15,8],[15,10,15,11],[16,1,16,2],[16,7,16,8],[16,10,16,11],[17,1,17,2],[17,7,17,8],[17,10,17,11],[18,1,18,2],[18,7,18,8],[18,10,18,11],[19,1,19,2],[19,7,19,8],[19,10,19,11],[20,1,20,2],[20,7,20,8],[20,10,20,11],[21,1,21,2],[21,7,21,8],[21,10,21,11],[22,1,22,2],[22,7,22,8],[22,10,22,11],[23,1,23,2],[23,7,23,8],[23,10,23,11],[24,1,24,2],[24,7,24,8],[24,10,24,11],[25,1,25,2],[25,7,25,8],[25,10,25,11],[26,1,26,2],[26,7,26,8],[26,10,26,11],[27,0,27,8],[27,10,27,11],[28,0,28,8],[28,10,28,11],[30,0,30,13]],"flags":["formulas_cached_only"]}
["单价措施项目清单与计价表","","","","","","","","","","","","",""]
["工程名称：","","凉山州第二民族中学建设项目\\总平、景观绿化工程【景观安装工程】","","","","","","标段：","","","第1页共2页","",""]
["序号"," 项目编码 ","","项目名称","项目特征描述","计量\r\n单位","工程量","金额（元）","","","","","",""]
["","","","","","","","综合单价","","合价","其中","","",""]
["","","","","","","","","","","定额人工费","","定额机械费","暂估价"]
[" "," ","","混凝土模板及支架"," "," "," "," ",""," "," ",""," "," "]
["1","041102002009","","路灯基础模板安拆","1.名称：路灯基础模板安拆\n2.支模高度：综合\n3.模板类型：木模、组合钢模板、竹胶合板、复合模板等综合\n4.支架材料：钢管、竹、木支架等综合\n5.投标人应根据设计图纸、施工组织设计、现场实际情况和企业自身情况综合报价，不论采用何种支模方式均执行该综合单价\n6.综合单价内应包含清水模板增加费用、模板支架及模板的安拆、维修、维护、运输等相关费用\n7.其他：满足设计及施工验收规范要求","㎡","135","41.76","","5637.60","2308.50","","48.60",""]
["本页小计","","","","","","","","","5637.6","2308.5","","48.6",""]
[]
["表-08 ","","","","","","","","","","","","",""]
["单价措施项目清单与计价表","","","","","","","","","","","","",""]
["工程名称：","","凉山州第二民族中学建设项目\\总平、景观绿化工程【景观安装工程】","","","","","","标段：","","","第2页共2页","",""]
["序号"," 项目编码 ","","项目名称","项目特征描述","计量\r\n单位","工程量","金额（元）","","","","","",""]
["","","","","","","","综合单价","","合价","其中","","",""]
["","","","","","","","","","","定额人工费","","定额机械费","暂估价"]
[" "," ","","小计"," "," "," "," ","","5637.60","2308.50","","48.60"," "]
["","","","","","","","","","","","","",""]
["","","","","","","","","","","","","",""]
["","","","","","","","","","","","","",""]
["","","","","","","","","","","","","",""]
["","","","","","","","","","","","","",""]
["","","","","","","","","","","","","",""]
["","","","","","","","","","","","","",""]
["","","","","","","","","","","","","",""]
["","","","","","","","","","","","","",""]
["","","","","","","","","","","","","",""]
["","","","","","","","","","","","","",""]
["本页小计","","","","","","","","","","","","",""]
["合    计","","","","","","","","","5637.60","2308.50","","48.60"," "]
[]
["表-08 ","","","","","","","","","","","","",""]

{"sheet":"F.1.1 分部分项工程清单计价表(表-08)【总平、景观~6","index":15,"n_rows":151,"n_cols":12,"rows_kept":151,"merged":[[0,0,0,11],[1,0,1,1],[1,2,1,5],[1,6,1,8],[1,9,1,11],[2,0,4,0],[2,1,4,2],[2,3,4,3],[2,4,4,4],[2,5,4,5],[2,6,4,6],[2,7,2,11],[3,7,4,7],[3,8,4,8],[3,9,3,11],[4,1,4,2],[5,1,5,2],[5,3,5,4],[6,1,6,2],[7,1,7,2],[8,1,8,2],[9,1,9,2],[10,0,10,7],[12,0,12,11],[13,0,13,11],[14,0,14,1],[14,2,14,5],[14,6,14,8],[14,9,14,11],[15,0,17,0],[15,1,17,2],[15,3,17,3],[15,4,17,4],[15,5,17,5],[15,6,17,6],[15,7,15,11],[16,7,17,7],[16,8,17,8],[16,9,16,11],[17,1,17,2],[18,1,18,2],[19,1,19,2],[20,1,20,2],[21,1,21,2],[22,1,22,2],[23,0,23,7],[25,0,25,11],[26,0,26,11],[27,0,27,1],[27,2,27,5],[27,6,27,8],[27,9,27,11],[28,0,30,0],[28,1,30,2],[28,3,30,3],[28,4,30,4],[28,5,30,5],[28,6,30,6],[28,7,28,11],[29,7,30,7],[29,8,30,8],[29,9,29,11],[30,1,30,2],[31,1,31,2],[32,1,32,2],[33,1,33,2],[34,1,34,2],[35,0,35,7],[37,0,37,11],[38,0,38,11],[39,0,39,1],[39,2,39,5],[39,6,39,8],[39,9,39,11],[40,0,42,0],[40,1,42,2],[40,3,42,3],[40,4,42,4],[40,5,42,5],[40,6,42,6],[40,7,40,11],[41,7,42,7],[41,8,42,8],[41,9,41,11],[42,1,42,2],[43,1,43,2],[44,1,44,2],[45,1,45,2],[46,1,46,2],[47,1,47,2],[47,3,47,4],[48,1,48,2],[48,3,48,4],[49,0,49,7],[51,0,51,11],[52,0,52,11],[53,0,53,1],[53,2,53,5],[53,6,53,8],[53,9,53,11],[54,0,56,0],[54,1,56,2],[54,3,56,3],[54,4,56,4],[54,5,56,5],[54,6,56,6],[54,7,54,11],[55,7,56,7],[55,8,56,8],[55,9,55,11],[56,1,56,2],[57,1,57,2],[58,1,58,2],[59,1,59,2],[60,1,60,2],[61,1,61,2],[62,0,62,7],[64,0,64,11],[65,0,65,11],[66,0,66,1],[66,2,66,5],[66,6,66,8],[66,9,66,11],[67,0,69,0],[67,1,69,2],[67,3,69,3],[67,4,69,4],[67,5,69,5],[67,6,69,6],[67,7,67,11],[68,7,69,7],[68,8,69,8],[68,9,68,11],[69,1,69,2],[70,1,70,2],[71,1,71,2],[72,1,72,2],[73,0,73,7],[75,0,75,11],[76,0,76,11],[77,0,77,1],[77,2,77,5],[77,6,77,8],[77,9,77,11],[78,0,80,0],[78,1,80,2],[78,3,80,3],[78,4,80,4],[78,5,80,5],[78,6,80,6],[78,7,78,11],[79,7,80,7],[79,8,80,8],[79,9,79,11],[80,1,80,2],[81,1,81,2],[82,0,82,7],[84,0,84,11],[85,0,85,11],[86,0,86,1],[86,2,86,5],[86,6,86,8],[86,9,86,11],[87,0,89,0],[87,1,89,2],[87,3,89,3],[87,4,89,4],[87,5,89,5],[87,6,89,6],[87,7,87,11],[88,7,89,7],[88,8,89,8],[88,9,88,11],[89,1,89,2],[90,1,90,2],[91,1,91,2],[92,0,92,7],[94,0,94,11],[95,0,95,11],[96,0,96,1],[96,2,96,5],[96,6,96,8],[96,9,96,11],[97,0,99,0],[97,1,99,2],[97,3,99,3],[97,4,99,4],[97,5,99,5],[97,6,99,6],[97,7,97,11],[98,7,99,7],[98,8,99,8],[98,9,98,11],[99,1,99,2],[100,1,100,2],[101,0,101,7],[103,0,103,11],[104,0,104,11],[105,0,105,1],[105,2,105,5],[105,6,105,8],[105,9,105,11],[106,0,108,0],[106,1,108,2],[106,3,108,3],[106,4,108,4],[106,5,108,5],[106,6,108,6],[106,7,106,11],[107,7,108,7],[107,8,108,8],[107,9,107,11],[108,1,108,2],[109,1,109,2],[110,1,110,2],[111,0,111,7],[113,0,113,11],[114,0,114,11],[115,0,115,1],[115,2,115,5],[115,6,115,8],[115,9,115,11],[116,0,118,0],[116,1,118,2],[116,3,118,3],[116,4,118,4],[116,5,118,5],[116,6,118,6],[116,7,116,11],[117,7,118,7],[117,8,118,8],[117,9,117,11],[118,1,118,2],[119,1,119,2],[120,1,120,2],[121,1,121,2],[122,0,122,7],[124,0,124,11],[125,0,125,11],[126,0,126,1],[126,2,126,5],[126,6,126,8],[126,9,126,11],[127,0,129,0],[127,1,129,2],[127,3,129,3],[127,4,129,4],[127,5,129,5],[127,6,129,6],[127,7,127,11],[128,7,129,7],[128,8,129,8],[128,9,128,11],[129,1,129,2],[130,1,130,2],[130,3,130,4],[131,1,131,2],[132,1,132,2],[133,1,133,2],[134,1,134,2],[135,1,135,2],[136,1,136,2],[137,1,137,2],[138,1,138,2],[139,1,139,2],[140,1,140,2],[141,1,141,2],[142,1,142,2],[143,1,143,2],[144,1,144,2],[145,1,145,2],[146,1,146,2],[147,0,147,7],[148,0,148,7],[150,0,150,11]],"flags":["formulas_cached_only"]}
["分部分项工程清单与计价表","","","","","","","","","","",""]
["工程名称：","","凉山州第二民族中学建设项目\\总平、景观绿化工程【雕塑小品】","","","","标段：","","","第1页共12页","",""]
["序号"," 项目编码 ","","项目名称","项目特征描述","计量\r\n单位","工程量","金额（元）","","","",""]
["","","","","","","","综合单价","合价","其中","",""]
["","","","","","","","","","定额人工费","定额机械费","暂估价"]
[" "," ","","雕塑 ",""," "," "," "," "," "," "," "]
["1","050307014001","","科技雕塑","1.科技雕塑\r\n2.规格：H4000*Φ5000、  材质：3厚304不锈钢、白色、钛金色氟碳漆","个","0","707850.00","","","",""]
["2","050307014002","","书籍雕塑","1.书籍雕塑 \r\n2.规格：H3200*W2250*D260、  材质：1.2厚304不锈钢、黄铜铸造（不锈钢：真石漆、黄铜：仿古铜）","个","0","32500.00","","","",""]
["3","050307014003","","书卷入口","1.书卷入口\r\n2.规格：H2100*L10200*D1970、  材质：1.2厚304不锈钢（仿木纹漆、不锈钢本色背发光）","个","0","511940.00","","","",""]
["4","050307014004","","泸峰书院简介","1.泸峰书院简介 \r\n2.规格：H3150*L7970*D1440、  材质：1.2厚304不锈钢（仿木纹漆、白色氟碳漆）","个","0","407485.00","","","",""]
["本页小计","","","","","","","","","","",""]
[]
["表-08 ","","","","","","","","","","",""]
["分部分项工程清单与计价表","","","","","","","","","","",""]
["工程名称：","","凉山州第二民族中学建设项目\\总平、景观绿化工程【雕塑小品】","","","","标段：","","","第2页共12页","",""]
["序号"," 项目编码 ","","项目名称","项目特征描述","计量\r\n单位","工程量","金额（元）","","","",""]
["","","","","","","","综合单价","合价","其中","",""]
["","","","","","","","","","定额人工费","定额机械费","暂估价"]
["5","050307014005","","现代感座椅","1.现代感座椅\r\n2.规格：H3730*L20620*D1300、  材质：2厚304不锈钢（橙色、白色氟碳漆）","个","0","227500.00","","","",""]
["6","050307014006","","日晷雕塑","1.日晷雕塑\r\n2.规格：H2518*L2370*D1700、  材质：芝麻白花岗石整打、光面、文字阴刻","个","0","81250.00","","","",""]
["7","050307014007","","历史纪要","1.历史纪要\r\n2.规格：H1570*17347*W1560-2100、  材质：芝麻白花岗石整打、光面、文字阴刻填色","个","0","585000.00","","","",""]
["8","050307014008","","孔子雕塑","1.孔子雕塑\r\n2.规格：H4000、材质：汉白玉整打、光面","个","0","442000.00","","","",""]
["9","050307014009","","爱因斯坦雕塑","1.爱因斯坦雕塑\r\n2.规格：H850、材质：黄铜铸造、仿古铜","个","0","58500.00","","","",""]
["本页小计","","","","","","","","","","",""]
[]
["表-08 ","","","","","","","","","","",""]
["分部分项工程清单与计价表","","","","","","","","","","",""]
["工程名称：","","凉山州第二民族中学建设项目\\总平、景观绿化工程【雕塑小品】","","","","标段：","","","第3页共12页","",""]
["序号"," 项目编码 ","","项目名称","项目特征描述","计量\r\n单位","工程量","金额（元）","","","",""]
["","","","","","","","综合单价","合价","其中","",""]
["","","","","","","","","","定额人工费","定额机械费","暂估价"]
["10","050307014010","","篆书地浮雕","1.篆书地浮雕 \r\n2.规格：L2040*W1675*D5、材质：3厚紫铜板、仿古铜","个","0","25025.00","","","",""]
["11","050307014012","","劝学景墙一\r\n","1.劝学景墙一\r\n2.规格：H2090*L5600*D250、材质：1.2厚304不锈钢、仿木纹漆、白色、黄色氟碳漆","个","0","61750.00","","","",""]
["12","050307014011","","劝学景墙二\r\n","1.劝学景墙二\r\n2.规格：H2270*L3790*D70、材质：1.2厚304不锈钢、仿木纹漆、深咖啡色氟碳漆","个","0","81250.00","","","",""]
["13","050307014013","","劝学景墙三\r\n","1.劝学景墙三\r\n2.规格：H2040*L8320*D160、材质：1.2厚304不锈钢、仿木纹漆、白色、灰色、深灰色、黑色氟碳漆","个","0","113750.00","","","",""]
["本页小计","","","","","","","","","","",""]
[]
["表-08 ","","","","","","","","","","",""]
["分部分项工程清单与计价表","","","","","","","","","","",""]
["工程名称：","","凉山州第二民族中学建设项目\\总平、景观绿化工程【雕塑小品】","","","","标段：","","","第4页共12页","",""]
["序号"," 项目编码 ","","项目名称","项目特征描述","计量\r\n单位","工程量","金额（元）","","","",""]
["","","","","","","","综合单价","合价","其中","",""]
["","","","","","","","","","定额人工费","定额机械费","暂估价"]
["14","050307014014","","劝学景墙四\r\n","1.劝学景墙四\r\n2.规格：H3670*L4710*D520、材质：1.2厚304不锈钢、仿木纹漆、真石漆","个","0","78000.00","","","",""]
["15","050307014015","","体魄雕塑\r\n","1.体魄雕塑 \r\n2.规格：H3700*L11900*D310、材质：1.2厚304不锈钢、橙色、蓝色、黄色氟碳漆","个","0","113750.00","","","",""]
["16","050307014016","","勤学故事橱窗\r\n","1.勤学故事橱窗 \r\n2.规格：H3660*L13990*D350、材质：1.2厚304不锈钢、橙色、蓝色、黄色氟碳漆","个","0","169000.00","","","",""]
["17","050307014017","","现代亭\r\n","1.现代亭\r\n2.规格：H4130*W8320*L8070、H3380*W6980*L5900、H*3370*W7130*L6860、H4120*W8380*L9010、材质：镀锌管（木纹氟碳漆、白色氟碳漆）","个","0","572000.00","","","",""]
[" "," ","","分部小计 ",""," "," "," "," "," "," "," "]
[" "," ","","室外小品家具 ",""," "," "," "," "," "," "," "]
["本页小计","","","","","","","","","","",""]
[]
["表-08 ","","","","","","","","","","",""]
["分部分项工程清单与计价表","","","","","","","","","","",""]
["工程名称：","","凉山州第二民族中学建设项目\\总平、景观绿化工程【雕塑小品】","","","","标段：","","","第5页共12页","",""]
["序号"," 项目编码 ","","项目名称","项目特征描述","计量\r\n单位","工程量","金额（元）","","","",""]
["","","","","","","","综合单价","合价","其中","",""]
["","","","","","","","","","定额人工费","定额机械费","暂估价"]
["18","050307017018","","成品定制坐凳","1.材料:防腐木+石材\r\n2.规格:1800x430x450成品购买","个","22","1824.38","40136.36","257.40","74.80",""]
["19","050307017019","","室外乒乓球台","1.室外乒乓球台\r\n2.规格： 2740x1570x910mm成品购买","个","2","2624.38","5248.76","23.40","6.80",""]
["20","050307017022","","垃圾箱","1. 垃圾箱\r\n2.参考尺寸:800x300x880，材质:304#不锈钢，成品垃圾桶(甲方自选)","个","20","3224.38","64487.60","234.00","68.00",""]
["21","050307019024","","成品座椅","1.成品座椅\r\n2.桌椅材料:椅子坐面为黑色仿真藤条，规格:桌子900x900x720，椅子600x720x800","组","3","15024.38","45073.14","35.10","10.20",""]
["22","050307014025","","成品花箱","1.成品花箱 \r\n2.材料:镀锌板喷塑，规格:桌子900x500x600","组","8","2299.38","18395.04","93.60","27.20",""]
["本页小计","","","","","","","","173340.90","643.50","187.00",""]
[]
["表-08 ","","","","","","","","","","",""]
["分部分项工程清单与计价表","","","","","","","","","","",""]
["工程名称：","","凉山州第二民族中学建设项目\\总平、景观绿化工程【雕塑小品】","","","","标段：","","","第6页共12页","",""]
["序号"," 项目编码 ","","项目名称","项目特征描述","计量\r\n单位","工程量","金额（元）","","","",""]
["","","","","","","","综合单价","合价","其中","",""]
["","","","","","","","","","定额人工费","定额机械费","暂估价"]
["23","040205004026","","南入口墙面学校名称字体1","1.南入口墙面学校名称字体1\r\n2.1.304#不锈钢折焊造型，表面烤户外哑光汽车漆；\r\n3.面板为户外亚克力板，内布防水LED模组；汉字高：550 ；英文高：270","套","1","58093.24","58093.24","202.74","212.87",""]
["24","040205004027","","南入口墙面学校名称字体2","1.南入口墙面学校名称字体2\r\n2.1.304#不锈钢折焊造型，表面烤户外哑光汽车漆；\r\n3.面板为户外亚克力板，内布防水LED模组；汉字高：600，英文高：240","套","1","57924.50","57924.50","137.20","170.29",""]
["25","040205004028","","东入口墙面学校名称字体","1.东入口墙面学校名称字体\r\n2.1.304#不锈钢折焊造型，表面烤户外哑光汽车漆；\r\n3.面板为户外亚克力板，内布防水LED模组；汉字高：600，英文高：240","套","1","57924.50","57924.50","137.20","170.29",""]
["本页小计","","","","","","","","173942.24","477.14","553.45",""]
[]
["表-08 ","","","","","","","","","","",""]
["分部分项工程清单与计价表","","","","","","","","","","",""]
["工程名称：","","凉山州第二民族中学建设项目\\总平、景观绿化工程【雕塑小品】","","","","标段：","","","第7页共12页","",""]
["序号"," 项目编码 ","","项目名称","项目特征描述","计量\r\n单位","工程量","金额（元）","","","",""]
["","","","","","","","综合单价","合价","其中","",""]
["","","","","","","","","","定额人工费","定额机械费","暂估价"]
["26","040205004029","","学校名称标识牌","1.学校名称标识牌，4000*1000*400 \r\n2.1.304#不锈钢折焊造型，表面烤户外哑光汽车漆；\r\n3.内置热镀锌钢龙骨焊接支撑，防水变压器内置固定，可以检修；\r\n4.信息面为镂空背垫亚克力，内布防水LED模组；\r\n5.LOGO丝印，防紫外线油墨上色\r\n6.预埋安装基坑，内预留PVC线管","个","2","61725.50","123451.00","274.40","340.58",""]
["本页小计","","","","","","","","123451.00","274.40","340.58",""]
[]
["表-08 ","","","","","","","","","","",""]
["分部分项工程清单与计价表","","","","","","","","","","",""]
["工程名称：","","凉山州第二民族中学建设项目\\总平、景观绿化工程【雕塑小品】","","","","标段：","","","第8页共12页","",""]
["序号"," 项目编码 ","","项目名称","项目特征描述","计量\r\n单位","工程量","金额（元）","","","",""]
["","","","","","","","综合单价","合价","其中","",""]
["","","","","","","","","","定额人工费","定额机械费","暂估价"]
["27","040205004030","","学校建筑分布总平⾯图标识牌 ","1.学校建筑分布总平⾯图标识牌，2000*1500*300\r\n2.304#不锈钢折焊造型，表面烤户外哑光汽车漆；\r\n3.内置热镀锌钢龙骨焊接支撑，防水变压器内置固定，可以检修；\r\n4.信息面为镂空背垫亚克力，内布防水LED模组；\r\n5.LOGO丝印，防紫外线油墨上色\r\n6.预埋安装基坑，内预留PVC线管 ","个","2","31209.00","62418.00","274.40","340.58",""]
["28","040205004031","","校外交通指⽰牌 ","1.校外交通指⽰牌，2600*720*150\r\n2.304#不锈钢折焊造型，表面烤户外哑光汽车漆；\r\n3.内置热镀锌钢龙骨焊接支撑，防水变压器内置固定，可以检修；\r\n4.信息面为镂空背垫亚克力，内布防水LED模组；\r\n5.LOGO丝印，防紫外线油墨上色\r\n6.预埋安装基坑，内预留PVC线管 ","个","5","23904.50","119522.50","686.00","851.45",""]
["本页小计","","","","","","","","181940.50","960.40","1192.03",""]
[]
["表-08 ","","","","","","","","","","",""]
["分部分项工程清单与计价表","","","","","","","","","","",""]
["工程名称：","","凉山州第二民族中学建设项目\\总平、景观绿化工程【雕塑小品】","","","","标段：","","","第9页共12页","",""]
["序号"," 项目编码 ","","项目名称","项目特征描述","计量\r\n单位","工程量","金额（元）","","","",""]
["","","","","","","","综合单价","合价","其中","",""]
["","","","","","","","","","定额人工费","定额机械费","暂估价"]
["29","040205004032","","办公楼、教学楼、其它建筑物标识牌","1.办公楼、教学楼、其它建筑物标识牌，2200*550*120\r\n2.304#不锈钢折焊造型，表面烤户外哑光汽车漆；\r\n3.内置热镀锌钢龙骨焊接支撑，防水变压器内置固定，可以检修；\r\n4.信息面为镂空背垫亚克力，内布防水LED模组；\r\n5.LOGO丝印，防紫外线油墨上色\r\n6.预埋安装基坑，内预留PVC线管","个","16","17300.00","276800.00","2195.20","2724.64",""]
["本页小计","","","","","","","","276800.00","2195.20","2724.64",""]
[]
["表-08 ","","","","","","","","","","",""]
["分部分项工程清单与计价表","","","","","","","","","","",""]
["工程名称：","","凉山州第二民族中学建设项目\\总平、景观绿化工程【雕塑小品】","","","","标段：","","","第10页共12页","",""]
["序号"," 项目编码 ","","项目名称","项目特征描述","计量\r\n单位","工程量","金额（元）","","","",""]
["","","","","","","","综合单价","合价","其中","",""]
["","","","","","","","","","定额人工费","定额机械费","暂估价"]
["30","040205004033","","⽴地式分流标识牌 ","1.⽴地式分流标识牌，2400*850*150\r\n2.304#不锈钢折焊造型，表面烤户外哑光汽车漆；\r\n3.内置热镀锌钢龙骨焊接支撑，防水变压器内置固定，可以检修；\r\n4.信息面为镂空背垫亚克力，内布防水LED模组；\r\n5.LOGO丝印，防紫外线油墨上色\r\n6.预埋安装基坑，内预留PVC线管 ","个","6","25780.50","154683.00","823.20","1021.74",""]
["31","040205004034","","⽴地式宣传栏 ","1.⽴地式宣传栏，6600*3100*300\r\n2.304#不锈钢折焊造型，表面烤户外哑光汽车漆；\r\n3.内置热镀锌钢龙骨焊接支撑，防水变压器内置固定，可以检修；\r\n4.信息面为镂空背垫亚克力，内布防水LED模组；\r\n5.LOGO丝印，防紫外线油墨上色\r\n6.预埋安装基坑，内预留PVC线管 ","个","4","130976.50","523906.00","548.80","681.16",""]
["本页小计","","","","","","","","678589.00","1372.00","1702.90",""]
[]
["表-08 ","","","","","","","","","","",""]
["分部分项工程清单与计价表","","","","","","","","","","",""]
["工程名称：","","凉山州第二民族中学建设项目\\总平、景观绿化工程【雕塑小品】","","","","标段：","","","第11页共12页","",""]
["序号"," 项目编码 ","","项目名称","项目特征描述","计量\r\n单位","工程量","金额（元）","","","",""]
["","","","","","","","综合单价","合价","其中","",""]
["","","","","","","","","","定额人工费","定额机械费","暂估价"]
["32","040205004035","","植物知识介绍牌","1.植物知识介绍牌，800*1600*80\r\n2.304#不锈钢折焊造型，表面烤户外哑光汽车漆；\r\n3.内置热镀锌钢龙骨焊接支撑\r\n4.文字、LOGO丝印，防紫外线油墨上色\r\n5.预埋安装基坑","个","18","10765.50","193779.00","2469.60","3065.22",""]
["33","040205004036","","爱护花卉草地标语牌","1.爱护花卉草地标语牌，850*500*250\r\n2.304#不锈钢折焊造型，表面烤户外哑光汽车漆；\r\n3.内置热镀锌钢龙骨焊接支撑\r\n4.文字、LOGO丝印，防紫外线油墨上色\r\n5.预埋安装基坑","个","20","3576.50","71530.00","2744.00","3405.80",""]
["34","040205004037","","温馨提示贴牌","1.温馨提示贴牌，350*120\r\n2.304#不锈钢折焊造型，表面烤户外哑光汽车漆；\r\n3.文字、LOGO丝印，防紫外线油墨上色\r\n4.粘贴安装","个","100","647.00","64700.00","13720.00","17029.00",""]
["本页小计","","","","","","","","330009","18933.6","23500.02",""]
[]
["表-08 ","","","","","","","","","","",""]
["分部分项工程清单与计价表","","","","","","","","","","",""]
["工程名称：","","凉山州第二民族中学建设项目\\总平、景观绿化工程【雕塑小品】","","","","标段：","","","第12页共12页","",""]
["序号"," 项目编码 ","","项目名称","项目特征描述","计量\r\n单位","工程量","金额（元）","","","",""]
["","","","","","","","综合单价","合价","其中","",""]
["","","","","","","","","","定额人工费","定额机械费","暂估价"]
[" "," ","","分部小计 ",""," "," "," ","1938072.64","24856.24","30200.62"," "]
["","","","","","","","","","","",""]
["","","","","","","","","","","",""]
["","","","","","","","","","","",""]
["","","","","","","","","","","",""]
["","","","","","","","","","","",""]
["","","","","","","","","","","",""]
["","","","","","","","","","","",""]
["","","","","","","","","","","",""]
["","","","","","","","","","","",""]
["","","","","","","","","","","",""]
["","","","","","","","","","","",""]
["","","","","","","","","","","",""]
["","","","","","","","","","","",""]
["","","","","","","","","","","",""]
["","","","","","","","","","","",""]
["","","","","","","","","","","",""]
["本页小计","","","","","","","","","","",""]
["合    计","","","","","","","","1938072.64","24856.24","30200.62",""]
[]
["表-08 ","","","","","","","","","","",""]

{"sheet":"F.1.2 单价措施项目清单计价表(表-08)【总平、景观~6","index":16,"n_rows":21,"n_cols":14,"rows_kept":21,"merged":[[0,0,0,13],[1,0,1,1],[1,2,1,7],[1,8,1,10],[1,11,1,13],[2,0,4,0],[2,1,4,2],[2,3,4,3],[2,4,4,4],[2,5,4,5],[2,6,4,6],[2,7,2,13],[3,7,4,8],[3,9,4,9],[3,10,3,13],[4,1,4,2],[4,7,4,8],[4,10,4,11],[5,1,5,2],[5,7,5,8],[5,10,5,11],[6,1,6,2],[6,7,6,8],[6,10,6,11],[7,1,7,2],[7,7,7,8],[7,10,7,11],[8,1,8,2],[8,7,8,8],[8,10,8,11],[9,1,9,2],[9,7,9,8],[9,10,9,11],[10,1,10,2],[10,7,10,8],[10,10,10,11],[11,1,11,2],[11,7,11,8],[11,10,11,11],[12,1,12,2],[12,7,12,8],[12,10,12,11],[13,1,13,2],[13,7,13,8],[13,10,13,11],[14,1,14,2],[14,7,14,8],[14,10,14,11],[15,1,15,2],[15,7,15,8],[15,10,15,11],[16,1,16,2],[16,7,16,8],[16,10,16,11],[17,0,17,8],[17,10,17,11],[18,0,18,8],[18,10,18,11],[20,0,20,13]],"flags":["formulas_cached_only"]}
["单价措施项目清单与计价表","","","","","","","","","","","","",""]
["工程名称：","","凉山州第二民族中学建设项目\\总平、景观绿化工程【雕塑小品】","","","","","","标段：","","","第1页共1页","",""]
["序号"," 项目编码 ","","项目名称","项目特征描述","计量\r\n单位","工程量","金额（元）","","","","","",""]
["","","","","","","","综合单价","","合价","其中","","",""]
["","","","","","","","","","","定额人工费","","定额机械费","暂估价"]
["","","","","","","","","","","","","",""]
["","","","","","","","","","","","","",""]
["","","","","","","","","","","","","",""]
["","","","","","","","","","","","","",""]
["","","","","","","","","","","","","",""]
["","","","","","","","","","","","","",""]
["","","","","","","","","","","","","",""]
["","","","","","","","","","","","","",""]
["","","","","","","","","","","","","",""]
["","","","","","","","","","","","","",""]
["","","","","","","","","","","","","",""]
["","","","","","","","","","","","","",""]
["本页小计","","","","","","","","","","","","",""]
["合    计","","","","","","","","","","","","",""]
[]
["表-08 ","","","","","","","","","","","","",""]

{"sheet":"F.1.1 分部分项工程清单计价表(表-08)【总平、景观~7","index":17,"n_rows":43,"n_cols":12,"rows_kept":43,"merged":[[0,0,0,11],[1,0,1,1],[1,2,1,5],[1,6,1,8],[1,9,1,11],[2,0,4,0],[2,1,4,2],[2,3,4,3],[2,4,4,4],[2,5,4,5],[2,6,4,6],[2,7,2,11],[3,7,4,7],[3,8,4,8],[3,9,3,11],[4,1,4,2],[5,1,5,2],[5,3,5,4],[6,1,6,2],[7,1,7,2],[8,1,8,2],[9,1,9,2],[10,0,10,7],[12,0,12,11],[13,0,13,11],[14,0,14,1],[14,2,14,5],[14,6,14,8],[14,9,14,11],[15,0,17,0],[15,1,17,2],[15,3,17,3],[15,4,17,4],[15,5,17,5],[15,6,17,6],[15,7,15,11],[16,7,17,7],[16,8,17,8],[16,9,16,11],[17,1,17,2],[18,1,18,2],[19,1,19,2],[20,1,20,2],[21,0,21,7],[23,0,23,11],[24,0,24,11],[25,0,25,1],[25,2,25,5],[25,6,25,8],[25,9,25,11],[26,0,28,0],[26,1,28,2],[26,3,28,3],[26,4,28,4],[26,5,28,5],[26,6,28,6],[26,7,26,11],[27,7,28,7],[27,8,28,8],[27,9,27,11],[28,1,28,2],[29,1,29,2],[30,1,30,2],[31,1,31,2],[31,3,31,4],[32,1,32,2],[33,1,33,2],[34,1,34,2],[35,1,35,2],[36,1,36,2],[37,1,37,2],[38,1,38,2],[39,0,39,7],[40,0,40,7],[42,0,42,11]],"flags":["formulas_cached_only"]}
["分部分项工程清单与计价表","","","","","","","","","","",""]
["工程名称：","","凉山州第二民族中学建设项目\\总平、景观绿化工程【弱电总平配管】","","","","标段：","","","第1页共3页","",""]
["序号"," 项目编码 ","","项目名称","项目特征描述","计量\r\n单位","工程量","金额（元）","","","",""]
["","","","","","","","综合单价","合价","其中","",""]
["","","","","","","","","","定额人工费","定额机械费","暂估价"]
[" "," ","","综合布线系统 ",""," "," "," "," "," "," "," "]
["1","030411001010","","PVC20配管","1.名称：PVC20配管\r\n2.品牌：多联 \r\n3.材质：PVC \r\n4.规格：DN20\r\n5.配置形式：墙面凿槽暗敷","m","1280","10.30","13184.00","7654.40","",""]
["2","030411001011","","PVC25配管","1.名称：PVC25配管\r\n2.品牌：多联 \r\n3.材质：PVC \r\n4.规格：DN25\r\n5.配置形式：墙面凿槽暗敷 \r\n","m","1080","11.39","12301.20","6771.60","",""]
["3","030411001012","","PVC32配管","1.名称：PVC32配管\r\n2.品牌：多联 \r\n3.材质：PVC \r\n4.规格：DN32\r\n5.配置形式：墙面凿槽暗敷 ","m","822","13.44","11047.68","5581.38","",""]
["4","030411001013","","PVC 50配管","1.名称：PVC50配管\r\n2.品牌：多联 \r\n3.材质：PVC\r\n4.规格：DN50\r\n5.配置形式：地面挖沟暗敷 ","m","450","54.47","24511.50","13450.50","2160.00",""]
["本页小计","","","","","","","","61044.38","33457.88","2160",""]
[]
["表-08 ","","","","","","","","","","",""]
["分部分项工程清单与计价表","","","","","","","","","","",""]
["工程名称：","","凉山州第二民族中学建设项目\\总平、景观绿化工程【弱电总平配管】","","","","标段：","","","第2页共3页","",""]
["序号"," 项目编码 ","","项目名称","项目特征描述","计量\r\n单位","工程量","金额（元）","","","",""]
["","","","","","","","综合单价","合价","其中","",""]
["","","","","","","","","","定额人工费","定额机械费","暂估价"]
["5","030411001014","","CPVC110配管","1.名称：UPVC110配管\r\n2.品牌：多联 \r\n3.材质：CPVC \r\n4.规格：φ110*4.0mm\r\n5.配置形式：地面挖沟暗敷 ","m","2406","36.39","87554.34","5918.76","",""]
["6","030411001015","","SC100镀锌钢管配管","1.名称：DN50镀锌钢管配管\r\n2.材质：镀锌钢管,壁厚1.5mm \r\n3.规格：DN100\r\n4.配置形式：埋地 \r\n5.接地要求：≤10Ω","m","308","92.78","28576.24","6809.88","64.68",""]
["7","030411001016","","SC50镀锌钢管配管","1.名称：DN50镀锌钢管配管\r\n2.材质：镀锌钢管,壁厚1.5mm \r\n3.规格：DN50 \r\n4.配置形式：埋地 \r\n5.接地要求：≤10Ω \r\n","m","260","84.95","22087.00","8860.80","1300.00",""]
["本页小计","","","","","","","","138217.58","21589.44","1364.68",""]
[]
["表-08 ","","","","","","","","","","",""]
["分部分项工程清单与计价表","","","","","","","","","","",""]
["工程名称：","","凉山州第二民族中学建设项目\\总平、景观绿化工程【弱电总平配管】","","","","标段：","","","第3页共3页","",""]
["序号"," 项目编码 ","","项目名称","项目特征描述","计量\r\n单位","工程量","金额（元）","","","",""]
["","","","","","","","综合单价","合价","其中","",""]
["","","","","","","","","","定额人工费","定额机械费","暂估价"]
["8","010401011020","","弱电手孔井 1200mmx900mmx1100mm","1.参见:08D800-7(P59~61页) 手孔井:长x宽x深(mm)(1200X900x1100)\r\n2.包含井盖等所有工程\r\n2.其他：符合设计及规范要求","座","41","2454.91","100651.31","24938.25","2906.49",""]
["9","010401011021","","弱电手孔井 400mmx400mmx600mm","1.参见:08D800-7(P59~61页) 手孔井:长x宽x深(mm)(400mmx400mmx600mm)\r\n2.包含井盖等所有工程\r\n2.其他：符合设计及规范要求","座","20","739.53","14790.60","4518.20","152.40",""]
[" "," ","","分部小计 ",""," "," "," ","314703.87","84503.77","6583.57"," "]
["","","","","","","","","","","",""]
["","","","","","","","","","","",""]
["","","","","","","","","","","",""]
["","","","","","","","","","","",""]
["","","","","","","","","","","",""]
["","","","","","","","","","","",""]
["","","","","","","","","","","",""]
["本页小计","","","","","","","","115441.91","29456.45","3058.89",""]
["合    计","","","","","","","","314703.87","84503.77","6583.57",""]
[]
["表-08 ","","","","","","","","","","",""]

{"sheet":"F.1.2 单价措施项目清单计价表(表-08)【总平、景观~7","index":18,"n_rows":42,"n_cols":14,"rows_kept":42,"merged":[[0,0,0,13],[1,0,1,1],[1,2,1,7],[1,8,1,10],[1,11,1,13],[2,0,4,0],[2,1,4,2],[2,3,4,3],[2,4,4,4],[2,5,4,5],[2,6,4,6],[2,7,2,13],[3,7,4,8],[3,9,4,9],[3,10,3,13],[4,1,4,2],[4,7,4,8],[4,10,4,11],[5,1,5,2],[5,7,5,8],[5,10,5,11],[6,1,6,2],[6,7,6,8],[6,10,6,11],[7,1,7,2],[7,7,7,8],[7,10,7,11],[8,1,8,2],[8,7,8,8],[8,10,8,11],[9,1,9,2],[9,7,9,8],[9,10,9,11],[10,1,10,2],[10,7,10,8],[10,10,10,11],[11,1,11,2],[11,7,11,8],[11,10,11,11],[12,1,12,2],[12,7,12,8],[12,10,12,11],[13,1,13,2],[13,7,13,8],[13,10,13,11],[14,1,14,2],[14,7,14,8],[14,10,14,11],[15,1,15,2],[15,7,15,8],[15,10,15,11],[16,1,16,2],[16,7,16,8],[16,10,16,11],[17,1,17,2],[17,7,17,8],[17,10,17,11],[18,0,18,8],[18,10,18,11],[20,0,20,13],[21,0,21,13],[22,0,22,1],[22,2,22,7],[22,8,22,10],[22,11,22,13],[23,0,25,0],[23,1,25,2],[23,3,25,3],[23,4,25,4],[23,5,25,5],[23,6,25,6],[23,7,23,13],[24,7,25,8],[24,9,25,9],[24,10,24,13],[25,1,25,2],[25,7,25,8],[25,10,25,11],[26,1,26,2],[26,7,26,8],[26,10,26,11],[27,1,27,2],[27,7,27,8],[27,10,27,11],[28,1,28,2],[28,7,28,8],[28,10,28,11],[29,1,29,2],[29,7,29,8],[29,10,29,11],[30,1,30,2],[30,7,30,8],[30,10,30,11],[31,1,31,2],[31,7,31,8],[31,10,31,11],[32,1,32,2],[32,7,32,8],[32,10,32,11],[33,1,33,2],[33,7,33,8],[33,10,33,11],[34,1,34,2],[34,7,34,8],[34,10,34,11],[35,1,35,2],[35,7,35,8],[35,10,35,11],[36,1,36,2],[36,7,36,8],[36,10,36,11],[37,1,37,2],[37,7,37,8],[37,10,37,11],[38,0,38,8],[38,10,38,11],[39,0,39,8],[39,10,39,11],[41,0,41,13]],"flags":["formulas_cached_only"]}
["单价措施项目清单与计价表","","","","","","","","","","","","",""]
["工程名称：","","凉山州第二民族中学建设项目\\总平、景观绿化工程【弱电总平配管】","","","","","","标段：","","","第1页共2页","",""]
["序号"," 项目编码 ","","项目名称","项目特征描述","计量\r\n单位","工程量","金额（元）","","","","","",""]
["","","","","","","","综合单价","","合价","其中","","",""]
["","","","","","","","","","","定额人工费","","定额机械费","暂估价"]
[" "," ","","其他措施项目"," "," "," "," ",""," "," ",""," "," "]
["1","031302007001","","高层施工增加费"," ","项"," "," ","","","","","",""]
[" "," ","","小计"," "," "," "," ",""," "," ",""," "," "]
[" "," ","","专业措施项目"," "," "," "," ",""," "," ",""," "," "]
["2","031301001001","","吊装加固"," ","项"," "," ","","","","","",""]
["3","031301002001","","金属抱杆安装拆除、移位"," ","项"," "," ","","","","","",""]
["4","031301003001","","平台铺设、拆除"," ","项"," "," ","","","","","",""]
["5","031301004001","","顶升、提升装置"," ","项"," "," ","","","","","",""]
["6","031301005001","","大型设备专用机具"," ","项"," "," ","","","","","",""]
["7","031301006001","","焊接工艺评定"," ","项"," "," ","","","","","",""]
["8","031301007001","","胎（模）具制作、安装、拆除"," ","项"," "," ","","","","","",""]
["9","031301008001","","防护棚制作安装拆除"," ","项"," "," ","","","","","",""]
["10","031301009001","","特殊地区施工增加"," ","项"," "," ","","","","","",""]
["本页小计","","","","","","","","","","","","",""]
[]
["表-08 ","","","","","","","","","","","","",""]
["单价措施项目清单与计价表","","","","","","","","","","","","",""]
["工程名称：","","凉山州第二民族中学建设项目\\总平、景观绿化工程【弱电总平配管】","","","","","","标段：","","","第2页共2页","",""]
["序号"," 项目编码 ","","项目名称","项目特征描述","计量\r\n单位","工程量","金额（元）","","","","","",""]
["","","","","","","","综合单价","","合价","其中","","",""]
["","","","","","","","","","","定额人工费","","定额机械费","暂估价"]
["11","031301010001","","安装与生产同时进行施工增加"," ","项"," "," ","","","","","",""]
["12","031301011001","","在有害身体健康环境中施工增加"," ","项"," "," ","","","","","",""]
["13","031301012001","","工程系统检测、检验"," ","项"," "," ","","","","","",""]
["14","031301013001","","设备、管道施工的安全、防冻和焊接保护"," ","项"," "," ","","","","","",""]
["15","031301014001","","焦炉烘炉、热态工程"," ","项"," "," ","","","","","",""]
["16","031301015001","","管道安拆后的充气保护"," ","项"," "," ","","","","","",""]
["17","031301016001","","隧道内施工的通风、供水、供气、供电、照明及通讯设施"," ","项"," "," ","","","","","",""]
["18","031301017001","","脚手架搭拆"," ","项","1"," ","","","","","",""]
["19","031301018001","","其他措施"," ","项"," "," ","","","","","",""]
[" "," ","","小计"," "," "," "," ",""," "," ",""," "," "]
["","","","","","","","","","","","","",""]
["","","","","","","","","","","","","",""]
["本页小计","","","","","","","","","","","","",""]
["合    计","","","","","","","",""," "," ",""," "," "]
[]
["表-08 ","","","","","","","","","","","","",""]